## Hon-Kailua
HVAC School - Honolulu/Kailua District | Building Location | Building Description | Equipment Description | Maximo Asset # | Equipment Number | Manufacturer | Model Number | Serial Number | Equipment Capacity | Area Served | Location | Date Installed | Contract Status | Monthly Service (Price Shall include total of 12 Service cycle/yr) | Quarterly Service (Price Shall include total of 4 Service cycle/yr) | Semi-Annual Service (Price Shall include total of 2 Service cycle/yr) | Annual Service (Price Shall include total of one Service cycle/yr) | REMARKS
AIKAHI ES | Bldg. A - Classroom | Classrooms | Fan Coil Unit |  | FCU-1 | Mitsubishi | PCA-A42KA4 | 0ZA00137A | 42,000 btuh | Room A-2 | Room A-2 | 2011-07-08 | AS NEEDED | N/A | N/A | N/A | N/A
AIKAHI ES | Bldg. A - Classroom | Classrooms | Fan Coil Unit |  | FCU-2 | Mitsubishi | PCA-A42KA4 | 0ZA00280A | 42,000 btuh | Room A-3 | Room A-3 | 2011-07-08 | AS NEEDED | N/A | N/A | N/A | N/A
AIKAHI ES | Bldg. A - Classroom | Classrooms | Air-Cooled Condensing Unit |  | ACCU-1 | Mitsubishi | PUY-A42NHA4 | 0ZU00191A | 3.5 ton | Room A-2 | Outdoor Encl | 2011-07-08 | AS NEEDED | N/A | N/A | N/A | N/A
AIKAHI ES | Bldg. A - Classroom | Classrooms | Air-Cooled Condensing Unit |  | ACCU-2 | Mitsubishi | PUY-A42NHA4 | 0ZU00211A | 3.5 ton | Room A-3 | Outdoor Encl | 2011-07-08 | AS NEEDED | N/A | N/A | N/A | N/A
AIKAHI ES | Bldg. D - Admin/Library | Admin/Library | Air-Cooled Condensing Unit |  | ACCU-1 | Trane | A4AC4030A1000AA | 20201JRWBF | 2.5 ton | Workroom | Outdoor Encl | 2020-08-13 | RECURRING MAINT |  |  |  |  | 2023 Added as RECUR MAINT on Supplemental #1
AIKAHI ES | Bldg. D - Admin/Library | Admin/Library | Fan Coil Unit - Ducted |  | FCU-1 | Trane | Unknown | Unknown | 800 cfm | Workroom | Workrm Clg | 2020-08-13 | RECURRING MAINT |  |  |  |  | 2023 Added as RECUR MAINT on Supplemental #1
AIKAHI ES | Bldg. D - Admin/Library | Admin/Library | Packaged Air Conditioning Unit |  | PACU-1 | York | ZF210C00N2AAB1B | N0D9744255 | 17 ton | Library | Outdoor Encl | 2009-11-01 | RECURRING MAINT
AIKAHI ES | Bldg. D - Admin/Library | Admin/Library | Packaged Air Conditioning Unit |  | PACU-2 | York | ZH090C00N2AAA4B | N0D9734995 | 7.5 ton | Conf/Media | Outdoor Encl | 2009-11-01 | RECURRING MAINT
AINA HAINA ES | Bldg. G - Audio Visual | Audio Visual | Air Handling Unit |  | AHU-1 | Carrier | 40RM012-B611FD | 4606U29467 | Unknown | AV Room | AV Room | 2007-08-01 | RECURRING MAINT
AINA HAINA ES | Bldg. G - Audio Visual | Audio Visual | Air-Cooled Condensing Unit |  | ACCU-1 | Carrier | 38AR5012-511 | 2506G30116 | 10 ton | AV Room | Outdoor Encl | 2007-08-02 | RECURRING MAINT
AINA HAINA ES | Portable 4 | Portable | Packaged Air Conditioning Unit |  | PACU-1 | Bard | W49A1-A0ZBP4X3X | 343C122886368-02 | 4 ton | Portable ClassRm | Portable ClassRm | 2012-08-07 | RECURRING MAINT
ALA WAI ES | Bldg. F - Library | Library | Packaged Air-Cooled Chiller |  | CH-1 | Carrier | 30GT020-C5 | 2098F44010 | 20 ton | Library Bldg | Outdoor Encl | 1998-09-01 | RECURRING MAINT
ALA WAI ES | Bldg. F - Library | Library | Chilled Water Pump |  | CHWP-1 | Paco | 123-15801 | Unknown | 48 gpm | Library Bldg | Outdoor Encl | 1998-09-01 | RECURRING MAINT
ALA WAI ES | Bldg. F - Library | Library | Fan Coil Unit |  | FCU-1 | Carrier | 42BH-2 | Unknown | 1100 cfm | Computer Lab | Ceiling Space | 1990-01-01 | RECURRING MAINT
ALA WAI ES | Bldg. F - Library | Library | Fan Coil Unit |  | FCU-2 | Carrier | 42CE-5 | Unknown | 400 cfm | Work Area 2 | Ceiling Space | 1990-01-01 | RECURRING MAINT
ALA WAI ES | Bldg. F - Library | Library | Fan Coil Unit |  | FCU-3 | Carrier | 42BH-1 | Unknown | 600 cfm | Library | Ceiling Space | 1990-01-01 | RECURRING MAINT
ALA WAI ES | Bldg. F - Library | Library | Fan Coil Unit |  | FCU-4 | Carrier | 42BH-1 | Unknown | 600 cfm | Library | Ceiling Space | 1990-01-01 | RECURRING MAINT
ALA WAI ES | Bldg. F - Library | Library | Fan Coil Unit |  | FCU-5 | Carrier | 42BH-1 | Unknown | 600 cfm | Library | Ceiling Space | 1990-01-01 | RECURRING MAINT
ALA WAI ES | Bldg. F - Library | Library | Fan Coil Unit |  | FCU-6 | Carrier | 42BH-1 | Unknown | 600 cfm | Library | Ceiling Space | 1990-01-01 | RECURRING MAINT
ALA WAI ES | Bldg. F - Library | Library | Fan Coil Unit |  | FCU-7 | Carrier | 42BH-1 | Unknown | 860 cfm | Story Telling | Ceiling Space | 1990-01-01 | RECURRING MAINT
ALI'IOLANI ES | Bldg A - Classrooms | Classrooms | Air-Cooled Condensing Unit |  | ACCU-A106 | Mitsubishi | PUY-A24NHA7 | 88U10121D | 24000 BTUH | Classroom A-106 | Outdoor | 2021-03-16 | AS NEEDED | N/A | N/A | N/A | N/A
ALI'IOLANI ES | Bldg A - Classrooms | Classrooms | Air-Cooled Condensing Unit |  | ACCU-A201 | Mitsubishi | PUY-A24NHA7 | 73U07747B | 24000 BTUH | Classroom A-201 | Outdoor | 2021-03-16 | AS NEEDED | N/A | N/A | N/A | N/A
ALI'IOLANI ES | Bldg A - Classrooms | Classrooms | Air-Cooled Condensing Unit |  | ACCU-A202 | Mitsubishi | PUY-A24NHA7 | 73U07759B | 24000 BTUH | Classroom A-202 | Outdoor | 2021-03-16 | AS NEEDED | N/A | N/A | N/A | N/A
ALI'IOLANI ES | Bldg A - Classrooms | Classrooms | Air-Cooled Condensing Unit |  | ACCU-A203 | Mitsubishi | PUY-A24NHA7 | 88U10115D | 24000 BTUH | Classroom A-203 | Outdoor | 2021-03-16 | AS NEEDED | N/A | N/A | N/A | N/A
ALI'IOLANI ES | Bldg A - Classrooms | Classrooms | Air-Cooled Condensing Unit |  | ACCU-A204 | Mitsubishi | PUY-A24NHA7 | 88U10118D | 24000 BTUH | Classroom A-204 | Outdoor | 2021-03-16 | AS NEEDED | N/A | N/A | N/A | N/A
ALI'IOLANI ES | Bldg A - Classrooms | Classrooms | Air-Cooled Condensing Unit |  | ACCU-A205 | Mitsubishi | PUY-A24NHA7 | 88U10117D | 24000 BTUH | Classroom A-205 | Outdoor | 2021-03-16 | AS NEEDED | N/A | N/A | N/A | N/A
ALI'IOLANI ES | Bldg A - Classrooms | Classrooms | Air-Cooled Condensing Unit |  | ACCU-A206 | Mitsubishi | PUY-A24NHA7 | 88U10114D | 24000 BTUH | Classroom A-206 | Outdoor | 2021-03-16 | AS NEEDED | N/A | N/A | N/A | N/A
ALI'IOLANI ES | Bldg A - Classrooms | Classrooms | Fan Coil Unit |  | FCU-A106 | Mitsubishi | PCA-A24KA7.TH | 74M00130 | 670 cfm | Classroom A-106 | Ceiling Cassette | 2021-03-16 | AS NEEDED | N/A | N/A | N/A | N/A
ALI'IOLANI ES | Bldg A - Classrooms | Classrooms | Fan Coil Unit |  | FCU-A201 | Mitsubishi | PCA-A24KA7.TH | 75M00208 | 670 cfm | Classroom A-201 | Ceiling Cassette | 2021-03-16 | AS NEEDED | N/A | N/A | N/A | N/A
ALI'IOLANI ES | Bldg A - Classrooms | Classrooms | Fan Coil Unit |  | FCU-A202 | Mitsubishi | PCA-A24KA7.TH | 74M00163 | 670 cfm | Classroom A-202 | Ceiling Cassette | 2021-03-16 | AS NEEDED | N/A | N/A | N/A | N/A
ALI'IOLANI ES | Bldg A - Classrooms | Classrooms | Fan Coil Unit |  | FCU-A203 | Mitsubishi | PCA-A24KA7.TH | 74M00166 | 670 cfm | Classroom A-203 | Ceiling Cassette | 2021-03-16 | AS NEEDED | N/A | N/A | N/A | N/A
ALI'IOLANI ES | Bldg A - Classrooms | Classrooms | Fan Coil Unit |  | FCU-A204 | Mitsubishi | PCA-A24KA7.TH | 74M00181 | 670 cfm | Classroom A-204 | Ceiling Cassette | 2021-03-16 | AS NEEDED | N/A | N/A | N/A | N/A
ALI'IOLANI ES | Bldg A - Classrooms | Classrooms | Fan Coil Unit |  | FCU-A205 | Mitsubishi | PCA-A24KA7.TH | 74M00173 | 670 cfm | Classroom A-205 | Ceiling Cassette | 2021-03-16 | AS NEEDED | N/A | N/A | N/A | N/A
ALI'IOLANI ES | Bldg A - Classrooms | Classrooms | Fan Coil Unit |  | FCU-A206 | Mitsubishi | PCA-A24KA7.TH | 74M00135 | 670 cfm | Classroom A-206 | Ceiling Cassette | 2021-03-16 | AS NEEDED | N/A | N/A | N/A | N/A
ALI'IOLANI ES | Bldg. J - Admin/Library | Admin/Library | Packaged Air Conditioning Unit |  | PACU-1 | York | ZF120C00N4AAA5A | N1H1273819 | 10 ton | Library | Outdoor Encl | 2011-01-01 | RECURRING MAINT
ALI'IOLANI ES | Bldg. J - Admin/Library | Admin/Library | Packaged Air Conditioning Unit |  | PACU-2 | York | ZF120C00N4AAA5A | N1H1282203 | 10 ton | Library | Outdoor Encl | 2011-01-01 | RECURRING MAINT
ALI'IOLANI ES | Bldg. J - Admin/Library | Admin/Library | Dehumidifier |  | DH-1 | Comfort Aire | BHD-501 | Unknown | 50 pint / day | Library | Library | Unknown | AS NEEDED | N/A | N/A | N/A | N/A
ALI'IOLANI ES | Bldg. J - Admin/Library | Admin/Library | Dehumidifier |  | DH-2 | Comfort Aire | BHD-501 | Unknown | 50 pint / day | Library | Library | Unknown | AS NEEDED | N/A | N/A | N/A | N/A
ALI'IOLANI ES | Bldg. J - Admin/Library | Admin/Library | Dehumidifier |  | DH-3 | Comfort Aire | BHD-501 | Unknown | 50 pint / day | Library | Library | Unknown | AS NEEDED | N/A | N/A | N/A | N/A
ALI'IOLANI ES | Bldg. J - Admin/Library | Admin/Library | Dehumidifier |  | DH-4 | Comfort Aire | BHD-501 | Unknown | 50 pint / day | Library | Library | Unknown | AS NEEDED | N/A | N/A | N/A | N/A
ENCHANTED LAKE ES | Bldg. F - Library | Library | Packaged Air Cond Unit - Vertical |  | PACU-1 | Carrier | 50XCA14EAKG5AFG0AA | 041UO3088 | 12 ton | Library | Mech Room | 2013-07-07 | RECURRING MAINT
HAHA'IONE ES | Bldg. G - Library | Library | Packaged Air Cond Unit - Vertical |  | PACU-1 | Carrier | 50BYN01661 | 1407B24482 | 15 ton | Library | Mech Room | 2008-02-05 | RECURRING MAINT
HAHA'IONE ES | Bldg. G - Library | Library | Packaged Air Cond Unit - Vertical |  | PACU-2 | Carrier | 50BYN00861 | 1407B24478 | 7.5 ton | Library Ofcs | Mech Room | 2008-02-05 | RECURRING MAINT
HAHA'IONE ES | Bldg. G - Library | Library | Dehumidifier |  | DH-1 | Unknown | Unknown | Unknown | Unknown | Library | Library Ceiling | 2008-02-05 | AS NEEDED | N/A | N/A | N/A | N/A
HAHA'IONE ES | Bldg. G - Library | Library | Dehumidifier |  | DH-2 | Unknown | Unknown | Unknown | Unknown | Library | Library Ceiling | 2008-02-05 | AS NEEDED | N/A | N/A | N/A | N/A
HAHA'IONE ES | Bldg. G - Library | Library | Dehumidifier |  | DH-3 | Unknown | Unknown | Unknown | Unknown | Library | Library Ceiling | 2008-02-05 | AS NEEDED | N/A | N/A | N/A | N/A
HAHA'IONE ES | Bldg. H - Classrooms | Classrooms | Packaged Air Conditioning Unit |  | PACU-1 | Carrier | 50HJ-007G-B641 | 2407G10494 | 6 ton | Music Room | Outdoor Encl | 2008-02-10 | RECURRING MAINT
HI SCH FOR DEAF & BLIND | Bldg. E - Library | Library | Packaged Air Conditioning Unit |  | PACU-1 | Carrier | 50SS024-301AA | 3296G41747 | 2 ton | Film Room | Outdoor Encl | 2012-12-13 | RECURRING MAINT
HI SCH FOR DEAF & BLIND | Bldg. E - Library | Library | Packaged Air Conditioning Unit |  | PACU-2 | Carrier | 50TC-D20E6A5A1F0A0 | 3712U43023 | 17 ton | Library | Outdoor Encl | 2012-12-13 | RECURRING MAINT
HI SCH FOR DEAF & BLIND | Bldg. F - Girls Dormitory | Girls Dormitory | Air-Cooled Condensing Unit |  | ACCU-1 | Fujitsu | AOU12RLQ | GUN005753 | 1 ton | Audio Booth | Outdoor Slab | Unknown | AS NEEDED | N/A | N/A | N/A | N/A
HI SCH FOR DEAF & BLIND | Bldg. F - Girls Dormitory | Girls Dormitory | Fan Coil Unit - Ductless |  | FCU-1 | Fujitsu | ASU12RLQ | GUA005692 | Unknown | Audio Booth | Audio Booth | Unknown | AS NEEDED | N/A | N/A | N/A | N/A
HOKULANI ES | Bldg. E - Admin/Library | Admin/Library | Air Handling Unit |  | AHU-1 | York | K3EU120A33B | NKGS007284 | 3900 cfm | Library | Stor Rm Clg | 1999-03-01 | RECURRING MAINT
HOKULANI ES | Bldg. E - Admin/Library | Admin/Library | Air-Cooled Condensing Unit |  | ACCU-1 | York | H2CE120A25B | NGEM089188 | 10 ton | Library | Outdoor Encl | 1999-03-01 | RECURRING MAINT
HOKULANI ES | Bldg. G - Music Building | Music Bldg | Air-Cooled Condensing Unit |  | ACCU-1 | Mitsubishi | PUY-A42NHA2-BS | 8YU00002A | 3.5 ton | Computer Rm | Roof | 2009-07-24 | AS NEEDED | N/A | N/A | N/A | N/A
HOKULANI ES | Bldg. G - Music Building | Music Bldg | Air-Cooled Condensing Unit |  | ACCU-2 | Mitsubishi | PUY-A24NHA2-BS | 8YU00008A | 2 ton | Computer Rm | Roof | 2009-07-24 | AS NEEDED | N/A | N/A | N/A | N/A
HOKULANI ES | Bldg. G - Music Building | Music Bldg | Fan Coil Unit - Ductless |  | FCU-1 | Mitsubishi | PCA-A42GA | 81A00686B | 42,000 btuh | Computer Rm | Computer Rm | 2009-07-24 | AS NEEDED | N/A | N/A | N/A | N/A
HOKULANI ES | Bldg. G - Music Building | Music Bldg | Fan Coil Unit - Ductless |  | FCU-2 | Mitsubishi | PKA-A24FAL | 8XA00209A | 24,000 btuh | Computer Rm | Computer Rm | 2009-07-24 | AS NEEDED | N/A | N/A | N/A | N/A
JARRETT IS | Bldg. F - Admin/Library | Admin/Library | Air Handling Unit |  | AHU-1 | Carrier | 39MN06B | 2006U09070 | Unknown | Workroom | Fan Room | 2006-08-01 | RECURRING MAINT
JARRETT MS | Bldg. F - Library | Library | Air Handling Unit | NEW | AHU-2 | Carrier | 39MN17W | 2821U35857 | 17 tons | Library | Mech Room | 2022-01-14 | RECURRING MAINT |  |  |  |  | P24004-16; Add in Maximo; Add on Supplemental #1
JARRETT MS | Bldg. F - Library | Library | Air-Cooled Condenser | NEW | ACCU-1 | Carrier | 39MN21W | 2021U34622 | 21 tons | Library | Mech Room | 2022-01-14 | RECURRING MAINT |  |  |  |  | P24004-16; Add in Maximo; Add on Supplemental #1
JARRETT MS | Bldg. F - Library | Library | Chilled Water Pump | NEW | CHWP-1 | Pentair | Aurora Type 3804-1.25X1.5X9.5 | 02607120-1 | 48 gpm | Library | Mech Room | 2022-01-14 | RECURRING MAINT |  |  |  |  | P24004-16; Add in Maximo; Add on Supplemental #1
JARRETT MS | Bldg. F - Library | Library | Chiller Unit | NEW | CH-1 | Carrier | 30MPA020J1B02067 | 2521Q27154 | 20 tons | Library | Mech Room | 2022-01-14 | RECURRING MAINT |  |  |  |  | P24004-16; Add in Maximo; Add on Supplemental #1
JARRETT IS | Bldg. H - Computer Bldg | Computer Bldg | Package Air Cooled Unit |  | PACU-1 | York | DSV096B2M1 HAA1A0A-A | 5FBM013825 | 7.5 ton | Computer Rm | Mech Room | 2014-10-16 | RECURRING MAINT
JARRETT IS | Bldg. I - Shop | Shop | Fan Coil Unit - Ductless |  | FCU-1 | Mitsubishi | PCA-A-24GA2 | Unknown | Unknown | Office | Lawn Mower Office | 2017-10-11 | AS NEEDED | N/A | N/A | N/A | N/A
JARRETT IS | Bldg. I - Shop | Shop | Air-Cooled Condensing Unit |  | ACCU-1 | Mitsubishi | PYU-A24NHA7 | 16U24230C | 2 ton | Office | Outdoor Enclosure | 2022-03-29 | AS NEEDED | N/A | N/A | N/A | N/A
JARRETT MS | Bldg. J - Band | Band | Air Conditioning Unit - Vertical | NEW | AHU-1 | Carrier | 39MN10W | 2021U34652 | 10 tons | Band Room | Mech Room | 2022-01-14 | RECURRING MAINT |  |  |  |  | P24004-16; Add in Maximo; Add on Supplemental #1
JARRETT MS | Bldg. J - Band | Band | Air-Cooled Condenser | NEW | ACCU-1 | Carrier | 50XCR12AAKG5AB-2BY | 2121U67227 | 10 tons | Band Room | Mech Room | 2022-01-14 | RECURRING MAINT |  |  |  |  | P24004-16; Add in Maximo; Add on Supplemental #1
JEFFERSON ES | Bldg. M - Classrooms | Classrooms | Air-Cooled Condensing Unit |  | ACCU-1 | Mitsubishi | PUYA24NHA2BS | BYU00001A | 2 ton | Classrm 105 | Outdoor Encl | 2009-06-24 | AS NEEDED | N/A | N/A | N/A | N/A
JEFFERSON ES | Bldg. M - Classrooms | Classrooms | Air-Cooled Condensing Unit |  | ACCU-2 | Mitsubishi | PUYA24NHA2BS | BYU00003A | 2 ton | Classrm 105 | Outdoor Encl | 2009-06-24 | AS NEEDED | N/A | N/A | N/A | N/A
JEFFERSON ES | Bldg. M - Classrooms | Classrooms | Fan Coil Unit - Ductless |  | FCU-1 | Mitsubishi | PCA-A24GA | 62A00572B | 24,000 Btu/h | Classrm 105 | Classrm 105 | 2009-06-24 | AS NEEDED | N/A | N/A | N/A | N/A
JEFFERSON ES | Bldg. M - Classrooms | Classrooms | Fan Coil Unit - Ductless |  | FCU-2 | Mitsubishi | PCA-A24GA | 62A00647B | 24,000 Btu/h | Classrm 105 | Classrm 105 | 2009-06-24 | AS NEEDED | N/A | N/A | N/A | N/A
JEFFERSON ES | Bldg Q - Classrooms | Classrooms | Air-Cooled Condensing Unit |  | ACCU-Q108 | Mitsubishi | PUY-A24NHA7 | 88I10116D | 24,000 Btuh | Classroom Q-108 | Outdoor | 2021-03-16 | AS NEEDED | N/A | N/A | N/A | N/A
JEFFERSON ES | Bldg Q - Classrooms | Classrooms | Fan Coil Unit |  | FCU-Q108 | Mitsubishi | PCA-A24KA7.TH | 75M00210 | 670 cfm | Classroom Q-108 | Ceiling Cassette | 2021-03-16 | AS NEEDED | N/A | N/A | N/A | N/A
JEFFERSON ES | Bldg. S - Library | Library | Packaged Air Conditioning Unit |  | PACU-1 | Carrier | 50BYN02461 | 0109B08291 | Unknown | Library | Mech Room | 2009-08-01 | RECURRING MAINT |  |  |  |  | R22
JEFFERSON ES | Bldg. S - Library | Library | Dehumidifier |  | DH-1 | Comfort Aire | BHD651-G | 812TA000743 | 65 pint/ day | Library | Library | 2009-08-01 | AS NEEDED | N/A | N/A | N/A | N/A
JEFFERSON ES | Bldg. S - Library | Library | Dehumidifier |  | DH-2 | Comfort Aire | BHD651-G | 812TA000778 | 65 pint/ day | Library | Library | 2009-08-01 | AS NEEDED | N/A | N/A | N/A | N/A
KA'ELEPULU ES | Bldg. C - Library | Library | Fan Coil Unit - Ductless |  | FCU-1 | Mitsubishi | PCA-A42GA | 64A00046C | Unknown | Library | Library | Unknown | AS NEEDED | N/A | N/A | N/A | N/A
KA'ELEPULU ES | Bldg. C - Library | Library | Fan Coil Unit - Ductless |  | FCU-2 | Mitsubishi | PCA-A42GA | 64A00040C | Unknown | Library | Library | Unknown | AS NEEDED | N/A | N/A | N/A | N/A
KA'ELEPULU ES | Bldg. C - Library | Library | Air-Cooled Condensing Unit |  | ACCU-1 | Mitsubishi | PUY-A42NHA | 69U00507D | 3.5 ton | Library | Outdoor Encl | Unknown | AS NEEDED | N/A | N/A | N/A | N/A
KA'ELEPULU ES | Bldg. C - Library | Library | Air-Cooled Condensing Unit |  | ACCU-2 | Mitsubishi | PUY-A42NHA | 69U00617D | 3.5 ton | Library | Outdoor Encl | Unknown | AS NEEDED | N/A | N/A | N/A | N/A
KAHALA ES | Bldg. I - Library | Library | Packaged Air Conditioning Unit - Vertical |  | PACU-1 | Trane | DSV096B2M1 HAA1A0A-A | 5FBM014985 | 20 ton | Library | Mech Room | 2015-08-14 | RECURRING MAINT |  |  |  |  | R410A
KAILUA ES | Bldg. A - Library | Library | Fan Coil Unit - Ductless |  | FCU-1 | Mitsubishi | PCA-A42KA6 | 5XM00676 | 3.5 ton | Library | Library | 2017-07-25 | AS NEEDED | N/A | N/A | N/A | N/A
KAILUA ES | Bldg. A - Library | Library | Fan Coil Unit - Ductless |  | FCU-2 | Mitsubishi | PCA-A42GA | 51A00010B | 3.5 ton | Library | Library | Unknown | AS NEEDED | N/A | N/A | N/A | N/A
KAILUA ES | Bldg. A - Library | Library | Fan Coil Unit - Ductless |  | FCU-3 | Mitsubishi | PCA-A42GA | 51A00011B | 3.5 ton | Library | Library | Unknown | AS NEEDED | N/A | N/A | N/A | N/A
KAILUA ES | Bldg. A - Library | Library | Fan Coil Unit - Ductless |  | FCU-4 | Mitsubishi | PCA-A42GA | 51A00020B | 3.5 ton | Library | Library | Unknown | AS NEEDED | N/A | N/A | N/A | N/A
KAILUA ES | Bldg. A - Library | Library | Air-Cooled Condensing Unit |  | ACCU-1 | Mitsubishi | PUY-A42NHA6 | 52U01550B | 3.5 ton | Library | Outdoor Encl | 2017-07-25 | AS NEEDED | N/A | N/A | N/A | N/A
KAILUA ES | Bldg. A - Library | Library | Air-Cooled Condensing Unit |  | ACCU-2 | Mitsubishi | PUY-A42NHA | 65U00133C | 3.5 ton | Library | Outdoor Encl | Unknown | AS NEEDED | N/A | N/A | N/A | N/A
KAILUA ES | Bldg. A - Library | Library | Air-Cooled Condensing Unit |  | ACCU-3 | Mitsubishi | PUY-A42NHA | 69U00563D | 3.5 ton | Library | Outdoor Encl | Unknown | AS NEEDED | N/A | N/A | N/A | N/A
KAILUA ES | Bldg. A - Library | Library | Air-Cooled Condensing Unit |  | ACCU-4 | Mitsubishi | PUY-A42NHA | 65U00449D | 3.5 ton | Library | Outdoor Encl | Unknown | AS NEEDED | N/A | N/A | N/A | N/A
KAILUA ES | Bldg. J - Classroom | Classrooms | Fan Coil Unit - Ductless |  | FCU-1 | Unknown | Unknown | Unknown | Unknown | Computer Rm | Computer Rm | Unknown | AS NEEDED | N/A | N/A | N/A | N/A
KAILUA ES | Bldg. J - Classroom | Classrooms | Air-Cooled Condensing Unit |  | ACCU-1 | Unknown | Unknown | Unknown | Unknown | Computer Rm | Outdoor | Unknown | AS NEEDED | N/A | N/A | N/A | N/A
KAILUA HS | Bldg. D-10 (SPED) Classrooms | Classroom (SPED) | Air-Cooled Condensing Unit |  | ACCU-1 | Mitsubishi | PUY-A24NHA7 | Unknown | 2 tons | Classroom | Outdoor Ledge | 2019-03-29 | AS NEEDED | N/A | N/A | N/A | N/A
KAILUA HS | Bldg. D-10 (SPED) Classrooms | Classroom (SPED) | Fan Coil Unit |  | FCU-1 | Mitsubishi | PCA A24KA7 | 75M00209 | 2 tons | Classroom | D-10 Classroom | 2019-03-29 | AS NEEDED | N/A | N/A | N/A | N/A
KAILUA HS | Bldg. D-13 (SPED) Classrooms | Classroom (SPED) | Air-Cooled Condensing Unit |  | ACCU-2 | Mitsubishi | PUY-A24NHA7 | Unknown | 2 tons | Classroom | Outdoor Ledge | 2019-03-29 | AS NEEDED | N/A | N/A | N/A | N/A
KAILUA HS | Bldg. D-13 (SPED) Classrooms | Classroom (SPED) | Fan Coil Unit |  | FCU-2 | Mitsubishi | PCA A24KA7 | 75M00149 | 2 tons | Classroom | D-13 Classroom | 2019-03-29 | AS NEEDED | N/A | N/A | N/A | N/A
KAILUA HS | Bldg L - Natl Science Lab Bldg | Classroom | Air-Cooled Condensing Unit |  | ACCU-1A | Daikin | RXQY120PBTJ | Unknown | 18 ton | VARIOUS | OUTDOOR ENCL | 2015-08-11 | RECURRING MAINT
KAILUA HS | Bldg L - Natl Science Lab Bldg | Classroom | Air-Cooled Condensing Unit |  | ACCU-1B | Daikin | RXYQ96PBTJ | A001059 | 8 ton | VARIOUS | OUTDOOR ENCL | 2015-08-11 | RECURRING MAINT
KAILUA HS | Bldg L - Natl Science Lab Bldg | Classroom | Air-Cooled Condensing Unit |  | ACCU-2A | Daikin | RXQY120PBTJ | Unknown | 10 ton | VARIOUS | OUTDOOR ENCL | 2015-08-11 | RECURRING MAINT
KAILUA HS | Bldg L - Natl Science Lab Bldg | Classroom | Air-Cooled Condensing Unit |  | ACCU-2B | Daikin | RXYQ120PBTJ | A001738 | 10 ton | VARIOUS | OUTDOOR ENCL | 2015-08-11 | RECURRING MAINT
KAILUA HS | Bldg L - Natl Science Lab Bldg | Classroom | Fan Coil Unit |  | FCU 2-1 | Daikin | FXMQ48PVJU | Unknown | 48,000 btu/h | CRC/AC1 Rm 111 | CLASS 1 | 2015-08-11 | RECURRING MAINT
KAILUA HS | Bldg L - Natl Science Lab Bldg | Classroom | Fan Coil Unit |  | FCU 2-2 | Daikin | FXMQ30PVJU | Unknown | 30,000 btu/h | CR 2 Rm 116 | CLASS 2 | 2015-08-11 | RECURRING MAINT
KAILUA HS | Bldg L - Natl Science Lab Bldg | Classroom | Fan Coil Unit |  | FCU 2-3 | Daikin | FXAQ07PVJU | Unknown | 7,500 btu/h | OFFICE 1 Rm 101 | OFFICE 101 | 2015-08-11 | RECURRING MAINT
KAILUA HS | Bldg L - Natl Science Lab Bldg | Classroom | Fan Coil Unit |  | FCU 2-4 | Daikin | FXAQ18MVJU | Unknown | 18,000 btu/h | DATA RM 109 | DATA RM | 2015-08-11 | RECURRING MAINT
KAILUA HS | Bldg L - Natl Science Lab Bldg | Classroom | Fan Coil Unit |  | FCU 2-5 | Daikin | FXAQ18PVJU | Unknown | 18,000 btu/h | SCIENCE CR Rm 201 | SCIENCE CLASS1 | 2015-08-11 | RECURRING MAINT
KAILUA HS | Bldg L - Natl Science Lab Bldg | Classroom | Fan Coil Unit |  | FCU 2-5A | Daikin | FXAQ18PVJU | Unknown | 18,000 btu/h | SCIENCE CR Rm 201 | SCIENCE CLASS1 | 2015-08-11 | RECURRING MAINT
KAILUA HS | Bldg L - Natl Science Lab Bldg | Classroom | Fan Coil Unit |  | FCU 2-6 | Daikin | FXMQ24PVJU | Unknown | 18,000 btu/h | SCIENCE CR Rm 203 | SCIENCE CLASS2 | 2015-08-11 | RECURRING MAINT
KAILUA HS | Bldg L - Natl Science Lab Bldg | Classroom | Fan Coil Unit |  | FCU 2-6A | Daikin | FXMQ30PVJU | Unknown | 30,000 btu/h | SCIENCE CR Rm 203 | SCIENCE CLASS2 | 2015-08-11 | RECURRING MAINT
KAILUA HS | Bldg L - Natl Science Lab Bldg | Classroom | Fan Coil Unit |  | FCU 2-7 | Daikin | FXMQ48PVJU | Unknown | 48,000 btu/h | ARC/AC 3 RM 208 | CLASS 208 | 2015-08-11 | RECURRING MAINT
KAILUA HS | Bldg L - Natl Science Lab Bldg | Classroom | Fan Coil Unit |  | FCU 2-8 | Daikin | FXMQ48PVJU | Unknown | 48,000 btu/h | ARC/AC 3 RM 212 | CLASS 213 | 2015-08-11 | RECURRING MAINT
KAILUA HS | Bldg L - Natl Science Lab Bldg | Classroom | Fan Coil Unit |  | FCU 2-9 | Daikin | FXMQ09PVJU | Unknown | 9,500 btu/h | PREP/INCUBATOR Rm 204 | PREP/INCUBAT | 2015-08-11 | RECURRING MAINT
KAILUA HS | Bldg L - Natl Science Lab Bldg | Classroom | Outside Air Unit |  | OAU 1-1 | Daikin | FXMQ48MFVJU | Unknown | 4 Ton | HALLS | HALLS | 2015-08-11 | RECURRING MAINT
KAILUA HS | Bldg L - Natl Science Lab Bldg | Classroom | Outside Air Unit |  | OAU 1-2 | Daikin | FXMQ96MFVJU | Unknown | 8 Ton | HALLS | HALLS | 2015-08-11 | RECURRING MAINT
KAILUA HS | Bldg L - Natl Science Lab Bldg | Classroom | Outside Air Unit |  | OAU 1-3 | Daikin | FXMQ72MPVJU | Unknown | 6 Ton | HALLS | HALLS | 2015-08-11 | RECURRING MAINT
KAILUA HS | Bldg. M - Music Building | Music Bldg | Air Handling Unit |  | AHU-1 | York | Unknown | N0L7360079 | Unknown | Band room | Mech Mezz | 2007-12-01 | RECURRING MAINT
KAILUA HS | Bldg. M - Music Building | Music Bldg | Air Handling Unit |  | AHU-2 | York | HB180C00A6AAA1A | N0L7360080 | Unknown | Choral Room | Mech Mezz | 2007-12-01 | RECURRING MAINT
KAILUA HS | Bldg. M - Music Building | Music Bldg | Air-Cooled Condenser | IN HOUSE INSTALL | ACCU-1 | York | PC180C00A2EAA4 | N2L2062926 | 15 tons | Band room | Outdoor Encl | 2023-02-09 | RECURRING MAINT |  |  |  |  | Add in Maximo; Replaced 3/17/2023
KAILUA HS | Bldg. M - Music Building | Music | Air-Cooled Condenser | IN HOUSE INSTALL | ACCU-2 | York | PC180C00A2EAA4 | N2L2062925 | 15 tons | Choral Room | Outdoor Encl | 2023-02-09 | RECURRING MAINT |  |  |  |  | Add in Maximo; Replaced 3/17/2023
KAILUA HS | Bldg. N - Library | Library | Air-Cooled Condensing Unit |  | ACCU-1 | Mitsubishi | PUYA42NHA5 | 41U00271B | 3.5 ton | Library | Outdoor Encl | 2015-08-14 | AS NEEDED | N/A | N/A | N/A | N/A
KAILUA HS | Bldg. N - Library | Library | Air-Cooled Condensing Unit |  | ACCU-2 | Mitsubishi | PUYA42NHA5 | 41U00274B | 3.5 ton | Library | Outdoor Encl | 2015-08-14 | AS NEEDED | N/A | N/A | N/A | N/A
KAILUA HS | Bldg. N - Library | Library | Air-Cooled Condensing Unit |  | ACCU-3 | Mitsubishi | PUYA42NHA5 | 41U00282B | 3.5 ton | Library | Outdoor Encl | 2015-08-14 | AS NEEDED | N/A | N/A | N/A | N/A
KAILUA HS | Bldg. N - Library | Library | Air-Cooled Condensing Unit |  | ACCU-4 | Mitsubishi | PUYA42NHA5 | 4ZU00080A | 3.5 ton | Library | Outdoor Encl | 2015-08-14 | AS NEEDED | N/A | N/A | N/A | N/A
KAILUA HS | Bldg. N - Library | Library | Air-Cooled Condensing Unit |  | ACCU-5 | Mitsubishi | PUYA42NHA5 | 4ZU00087A | 3.5 ton | Library | Outdoor Encl | 2015-08-14 | AS NEEDED | N/A | N/A | N/A | N/A
KAILUA HS | Bldg. N - Library | Library | Air-Cooled Condensing Unit |  | ACCU-6 | Mitsubishi | PUYA42NHA5 | 4ZU00059A | 3.5 ton | Library | Outdoor Encl | 2015-08-14 | AS NEEDED | N/A | N/A | N/A | N/A
KAILUA HS | Bldg. N - Library | Library | Air-Cooled Condensing Unit |  | ACCU-7 | Mitsubishi | PUYA42NHA5 | 4ZU00099A | 3.5 ton | Library | Outdoor Encl | 2015-08-14 | AS NEEDED | N/A | N/A | N/A | N/A
KAILUA HS | Bldg. N - Library | Library | Air-Cooled Condensing Unit |  | ACCU-8 | Mitsubishi | PUYA42NHA5 | 4ZU00102A | 3.5 ton | Library | Outdoor Encl | 2015-08-14 | AS NEEDED | N/A | N/A | N/A | N/A
KAILUA HS | Bldg. N - Library | Library | Fan Coil Unit - Ductless |  | FCU-1 | Mitsubishi | PCA-A42KA5 | 42M00122 | 1130 cfm | Library | Library | 2015-08-14 | AS NEEDED | N/A | N/A | N/A | N/A
KAILUA HS | Bldg. N - Library | Library | Fan Coil Unit - Ductless |  | FCU-2 | Mitsubishi | PCA-A42KA5 | 42M00133 | 1130 cfm | Library | Library | 2015-08-14 | AS NEEDED | N/A | N/A | N/A | N/A
KAILUA HS | Bldg. N - Library | Library | Fan Coil Unit - Ductless |  | FCU-3 | Mitsubishi | PCA-A42KA5 | 37M00142 | 1130 cfm | Library | Library | 2015-08-14 | AS NEEDED | N/A | N/A | N/A | N/A
KAILUA HS | Bldg. N - Library | Library | Fan Coil Unit - Ductless |  | FCU-4 | Mitsubishi | PCA-A42KA5 | 42M00172 | 1130 cfm | Library | Library | 2015-08-14 | AS NEEDED | N/A | N/A | N/A | N/A
KAILUA HS | Bldg. N - Library | Library | Fan Coil Unit - Ductless |  | FCU-5 | Mitsubishi | PCA-A42KA5 | 42M00184 | 1130 cfm | Library | Library | 2015-08-14 | AS NEEDED | N/A | N/A | N/A | N/A
KAILUA HS | Bldg. N - Library | Library | Fan Coil Unit - Ductless |  | FCU-6 | Mitsubishi | PCA-A42KA5 | 42M00280 | 1130 cfm | Library | Library | 2015-08-14 | AS NEEDED | N/A | N/A | N/A | N/A
KAILUA HS | Bldg. N - Library | Library | Fan Coil Unit - Ductless |  | FCU-7 | Mitsubishi | PCA-A42KA5 | 37M00376 | 1130 cfm | Library | Library | 2015-08-14 | AS NEEDED | N/A | N/A | N/A | N/A
KAILUA HS | Bldg. N - Library | Library | Fan Coil Unit - Ductless |  | FCU-8 | Mitsubishi | PCA-A42KA5 | 37M00377 | 1130 cfm | Library | Library | 2015-08-14 | AS NEEDED | N/A | N/A | N/A | N/A
KAILUA HS | Bldg. O - College Career Center | College Career Center | Fan Coil Unit - Ductless |  | FCU-1 | Fujistu | ASU36RLXB | FTA017229 | 12,000 btu / h | C. C. Rm | C. C. Rm | 2017-07-25 | AS NEEDED | N/A | N/A | N/A | N/A
KAILUA HS | Bldg. O - College Career Center | College Career Center | Fan Coil Unit - Ductless |  | FCU-2 | Fujistu | ASU36RLXB | FTA017228 | 12,000 btu / h | C. C. Rm | C. C. Rm | 2017-07-25 | AS NEEDED | N/A | N/A | N/A | N/A
KAILUA HS | Bldg. O - College Career Center | College Career Center | Air-Cooled Condensing Unit |  | ACCU-1 | Fujistu | AOU36RLXB | FTN015350 | 33,000 btu/h | C. C. Rm | Roof | 2017-07-25 | AS NEEDED | N/A | N/A | N/A | N/A
KAILUA HS | Bldg. O - College Career Center | College Career Center | Air-Cooled Condensing Unit |  | ACCU-2 | Fujistu | AOU36RLXB | FTN015351 | 1 ton | C. C. Rm | Roof | 2017-07-25 | AS NEEDED | N/A | N/A | N/A | N/A
KAILUA HS | Bldg. TC1 - Portable Classroom (SPED) | Portable Classroom (SPED) | Pack Air Con Unit - Wall Mnt/Vertical |  | PACU-1 | Bard | WA484 | 236H031921983-02 | 4 ton | Portable TC1 | Bldg Wall Mount | 2004-08-01 | RECURRING MAINT
KAILUA IS | Bldg. A - Library | Library | Packaged Air Conditioning Unit |  | PACU-1 | Carrier | 50PG-C14-AJ50 | 1308G50010 | 12.5 ton | Library | Outdoor Encl | 2009-07-16 | RECURRING MAINT
KAILUA IS | Bldg. A - Library | Library | Packaged Air Conditioning Unit |  | PACU-2 | Carrier | 50PG-C06-AJ50 | 1308G50014 | 5 ton | Workroom | Outdoor Encl | Unknown | RECURRING MAINT
KAILUA IS | Bldg. G - Music Building | Music Bldg | Air Handling Unit |  | AHU-1 | Carrier | 39MN08B00521811SXS | 4403F62693 | 3080 cfm | Band Room | Mech Room | 2004-07-26 | RECURRING MAINT
KAILUA IS | Bldg. G - Music Building | Music Bldg | Air Handling Unit |  | AHU-2 | Carrier | 39MN06B00521911SXS | 4403F62676 | 2790 cfm | Computer Lab | Mech Room | 2004-07-26 | RECURRING MAINT
KAILUA IS | Bldg. G - Music Building | Music Bldg | Air-Cooled Condensing Unit |  | ACCU-1 | Carrier | 38ARD012-601BA | 4103G30038 | 10 ton | Band room | Outdoor Encl | 2004-07-26 | RECURRING MAINT
KAILUA IS | Bldg. G - Music Building | Music Bldg | Air-Cooled Condensing Unit |  | ACCU-2 | Carrier | 38ARD012-601BA | 4103G30039 | 10 ton | Computer Lab | Outdoor Encl | 2004-07-26 | RECURRING MAINT
KAIMUKI MS/POHUKAINA | Bldg. H - Music/Fine Arts | Music/Fine Arts | Air-Cooled Condensing Unit |  | ACCU-1 | Mitsubishi | PUHY-P120THMU-A | 97W00235 | 10 ton | Bldg. H - Music/Fine Arts | Mech Room | Unknown | RECURRING MAINT
KAIMUKI MS/POHUKAINA | Bldg. H - Music/Fine Arts | Music/Fine Arts | Air-Cooled Condensing Unit |  | ACCU-2 | Mitsubishi | PUHY-P120THMU-A | 98W00336 | 10 ton | Bldg. H - Music/Fine Arts | Mech Room | Unknown | RECURRING MAINT
KAIMUKI MS/POHUKAINA | Bldg. H - Music/Fine Arts | Music/Fine Arts | Fan Coil Unit |  | FCU-1 | Mitsubishi | PEFY-P48NHMHU-E | Unknown | Unknown | Bldg. H - Music/Fine Arts | Mech Room | Unknown | RECURRING MAINT
KAIMUKI MS/POHUKAINA | Bldg. H - Music/Fine Arts | Music/Fine Arts | Fan Coil Unit |  | FCU-2 | Mitsubishi | PEFY-P48NHMHU-E | 9XW01677 | Unknown | Bldg. H - Music/Fine Arts | Mech Room | Unknown | RECURRING MAINT
KAIMUKI MS/POHUKAINA | Bldg. H - Music/Fine Arts | Music/Fine Arts | Fan Coil Unit |  | FCU-3 | Mitsubishi | PEFY-P48NHMHU-E | 9XW01676 | Unknown | Bldg. H - Music/Fine Arts | Mech Room | Unknown | RECURRING MAINT
KAIMUKI MS/POHUKAINA | Bldg. H - Music/Fine Arts | Music/Fine Arts | Fan Coil Unit |  | FCU-4 | Mitsubishi | PEFY-P48NHMHU-E | 8ZW01285 | Unknown | Bldg. H - Music/Fine Arts | Mech Room | Unknown | RECURRING MAINT
KAIMUKI MS/POHUKAINA | Bldg. H - Music/Fine Arts | Music/Fine Arts | Fan Coil Unit |  | FCU-5 | Mitsubishi | PEFY-P48NHMHU-E | 8ZW01286 | Unknown | Bldg. H - Music/Fine Arts | Mech Room | Unknown | RECURRING MAINT
KAIMUKI MS/POHUKAINA | Bldg R - Science | Classroom | Air-Cooled Condensing Unit |  | ACCU-1 | Mitsubishi | PUY-A42NKA7 | Unknown | 3.5 tons | R101 Classroom | Roof | 2019-07-25 | AS NEEDED | N/A | N/A | N/A | N/A
KAIMUKI MS/POHUKAINA | Bldg R - Science | Classroom | Air-Cooled Condensing Unit |  | ACCU-2 | Mitsubishi | PUY-A42NKA7 | Unknown | 3.5 tons | R103 Classroom | Roof | 2019-07-25 | AS NEEDED | N/A | N/A | N/A | N/A
KAIMUKI MS/POHUKAINA | Bldg R - Science | Classroom | Air-Cooled Condensing Unit |  | ACCU-3 | Mitsubishi | PUY-A42NKA7 | Unknown | 3.5 tons | R104 Classroom | Roof | 2019-07-25 | AS NEEDED | N/A | N/A | N/A | N/A
KAIMUKI MS/POHUKAINA | Bldg R - Science | Classroom | Air- Cooled Condensing Unit |  | ACCU-4 | Mitsubishi | SUZ-KA09NA | Unknown | 8,400 Btuh | R201A Office | Roof | 2019-07-25 | AS NEEDED | N/A | N/A | N/A | N/A
KAIMUKI MS/POHUKAINA | Bldg R - Science | Classroom | Air-Cooled Condensing Unit |  | ACCU-5 | Mitsubishi | SUZ-KA09NA | Unknown | 8,400 Btuh | R201B Office | Roof | 2019-07-25 | AS NEEDED | N/A | N/A | N/A | N/A
KAIMUKI MS/POHUKAINA | Bldg R - Science | Classroom | Air- Cooled Condensing Unit |  | ACCU-6 | Mitsubishi | SUZ-KA09NA | Unknown | 8,400 Btuh | R201C Office | Roof | 2019-07-25 | AS NEEDED | N/A | N/A | N/A | N/A
KAIMUKI MS/POHUKAINA | Bldg R - Science | Classroom | Air-Cooled Condensing Unit |  | ACCU-7 | Mitsubishi | SUZ-KA09NA | Unknown | 8,400 Btuh | R201E Office | Roof | 2019-07-25 | AS NEEDED | N/A | N/A | N/A | N/A
KAIMUKI MS/POHUKAINA | Bldg R - Science | Classroom | Air-Cooled Condensing Unit |  | ACCU-8 | Mitsubishi | SUZ-KA09NA | Unknown | 8,400 Btuh | R201F Conference | Roof | 2019-07-25 | AS NEEDED | N/A | N/A | N/A | N/A
KAIMUKI MS/POHUKAINA | Bldg R - Science | Classroom | Air-Cooled Condensing Unit |  | ACCU-9 | Mitsubishi | SUZ-KA09NA | Unknown | 8,400 Btuh | R201G Office | Roof | 2019-07-25 | AS NEEDED | N/A | N/A | N/A | N/A
KAIMUKI MS/POHUKAINA | Bldg R - Science | Classroom | Fan Coil Unit |  | FCU-1 | Mitsubishi | PCA-A42KA7 | 82M00067 | 3.5 tons | R101 | Ceiling Suspended | 2019-07-25 | AS NEEDED | N/A | N/A | N/A | N/A
KAIMUKI MS/POHUKAINA | Bldg R - Science | Classroom | Fan Coil Unit |  | FCU-2 | Mitsubishi | PCA-A42KA7 | 82M00070 | 3.5 tons | R103 | Ceiling Suspended | 2019-07-25 | AS NEEDED | N/A | N/A | N/A | N/A
KAIMUKI MS/POHUKAINA | Bldg R - Science | Classroom | Fan Coil Unit |  | FCU-3 | Mitsubishi | PCA-A42KA7 | 82M00068 | 3.5 tons | R104 | Ceiling Suspended | 2019-07-25 | AS NEEDED | N/A | N/A | N/A | N/A
KAIMUKI MS/POHUKAINA | Bldg R - Science | Classroom | Fan Coil Unit |  | FCU-4 | Mitsubishi | SLZ-KF09NA | 8ZM00617 | 10,900 Btuh | R201A | Ceiling Cassette | 2019-07-25 | AS NEEDED | N/A | N/A | N/A | N/A
KAIMUKI MS/POHUKAINA | Bldg R - Science | Classroom | Fan Coil Unit |  | FCU-5 | Mitsubishi | SLZ-KF09NA | 8ZM01173 | 10,900 Btuh | R201B | Ceiling Cassette | 2019-07-25 | AS NEEDED | N/A | N/A | N/A | N/A
KAIMUKI MS/POHUKAINA | Bldg R - Science | Classroom | Fan Coil Unit |  | FCU-6 | Mitsubishi | SLZ-KF09NA | 8ZM01170 | 10,900 Btuh | R201C | Ceiling Cassette | 2019-07-25 | AS NEEDED | N/A | N/A | N/A | N/A
KAIMUKI MS/POHUKAINA | Bldg R - Science | Classroom | Fan Coil Unit |  | FCU-7 | Mitsubishi | SLZ-KF09NA | 8ZF00616 | 10,900 Btuh | R201E | Ceiling Cassette | 2019-07-25 | AS NEEDED | N/A | N/A | N/A | N/A
KAIMUKI MS/POHUKAINA | Bldg R - Science | Classroom | Fan Coil Unit |  | FCU-8 | Mitsubishi | SLZ-KF09NA | 8ZF00616? | 10,900 Btuh | R201F | Ceiling Cassette | 2019-07-25 | AS NEEDED | N/A | N/A | N/A | N/A
KAIMUKI MS/POHUKAINA | Bldg R - Science | Classroom | Fan Coil Unit |  | FCU-9 | Mitsubishi | SLZ-KF09NA | 8ZM00619 | 10,900 Btuh | R201G | Ceiling Cassette | 2019-07-25 | AS NEEDED | N/A | N/A | N/A | N/A
KAIMUKI MS/POHUKAINA | Bldg. U - Library | Library | Packaged Air Conditioning Unit |  | PACU-1 | McQuay | MPS008BYCM | 7940F021207902 | 8 ton | Library | Roof | 2012-04-01 | RECURRING MAINT
KAIMUKI MS/POHUKAINA | Bldg. U - Library | Library | Packaged Air Conditioning Unit |  | PACU-2 | McQuay | MPS007BYCN | 7910F021207876 | 7 ton | Library | Roof | 2012-04-01 | RECURRING MAINT
KAIMUKI MS/POHUKAINA | Bldg. U - Library | Library | Packaged Air Conditioning Unit |  | PACU-3 | McQuay | MPS007BYCN | 7910F021207877 | 7 ton | Library | Roof | 2012-04-01 | RECURRING MAINT
KAIMUKI MS/POHUKAINA | Bldg. U - Library | Library | Packaged Air Conditioning Unit |  | PACU-4 | McQuay | MPS007BYCN | 7910F021207878 | 7 ton | Library & Ofc | Roof | 2012-04-01 | RECURRING MAINT
KAIMUKI MS/POHUKAINA | Bldg. U - Library | Library | Packaged Air Conditioning Unit |  | PACU-5 | McQuay | MPS007BYCN | 7910F021207875 | 7 ton | Wk & AV Rm | Roof | 2012-04-01 | RECURRING MAINT
KAIMUKI MS/POHUKAINA | Bldg. U - Library | Library | Packaged Air Conditioning Unit |  | PACU-6 | McQuay | MPS006BYCM | 7916F021207873 | 6 ton | Prod & Lounge | Roof | 2012-04-01 | RECURRING MAINT
KAIMUKI MS/POHUKAINA | Bldg. U - Library | Library | Packaged Air Conditioning Unit |  | PACU-7 | McQuay | MPS004BYCM | 7526F021207857 | 4 ton | Conf. Room | Roof | 2012-04-01 | RECURRING MAINT
KAIMUKI MS/POHUKAINA | Bldg. U - Library | Library | Air-Cooled Condensing Unit - VRF |  | ACCU-1 | Mitsubishi | PIMY-48 | Unknown | 4 ton | Library | Roof | 2007-01-01 | RECURRING MAINT
KAIMUKI MS/POHUKAINA | Bldg. U - Library | Library | Fan Coil Unit - VRF |  | FCU-1 | Mitsubishi | Unknown | Unknown | 24 MBTU | Office | Office | 2007-01-01 | RECURRING MAINT
KAIMUKI MS/POHUKAINA | Bldg. U - Library | Library | Fan Coil Unit - VRF |  | FCU-2 | Mitsubishi | Unknown | Unknown | 18 MBTU | Office | Office | 2007-01-01 | RECURRING MAINT
KAIMUKI MS/POHUKAINA | Bldg. U - Library | Library | Fan Coil Unit - VRF |  | FCU-3 | Mitsubishi | Unknown | Unknown | 12 MBTU | VP Office | VP Office | 2007-01-01 | RECURRING MAINT
KAIMUKI MS/POHUKAINA | Bldg. U - Library | Library | Fan Coil Unit - VRF |  | FCU-4 | Mitsubishi | Unknown | Unknown | 8 MBTU | Small Office | Small Office | 2007-01-01 | RECURRING MAINT
KAIMUKI MS/POHUKAINA | Bldg. U - Library | Library | Dehumidifier |  | DH-1 | Comfort Aire | BHD 501 | B28400976 | 50 pint | Library | Library | 2012-04-01 | AS NEEDED | N/A | N/A | N/A | N/A
KAIMUKI MS/POHUKAINA | Bldg. U - Library | Library | Dehumidifier |  | DH-2 | Comfort Aire | BHD 501 | B28401866 | 50 pint | Library | Library | 2012-04-01 | AS NEEDED | N/A | N/A | N/A | N/A
KAIMUKI MS/POHUKAINA | Bldg. U - Library | Library | Dehumidifier |  | DH-3 | Comfort Aire | BHD 501 | B28400206 | 50 pint | Library | Library | 2012-04-01 | AS NEEDED | N/A | N/A | N/A | N/A
KAIMUKI MS/POHUKAINA | Bldg. U - Library | Library | Dehumidifier |  | DH-4 | Comfort Aire | BHD 501 | B28400899 | 50 pint | Library | Library | 2012-04-01 | AS NEEDED | N/A | N/A | N/A | N/A
KAIMUKI MS/POHUKAINA | Bldg V - Science Lab | Science Lab | Air-Cooled Condensing Unit - VRF |  | ACCU-1 | Carrier | 38VMA144HDS5-1 | NA | 12 tons | Science Lab | Chainlink Fence Encl. | 2020-04-17 | RECURRING MAINT
KAIMUKI MS/POHUKAINA | Bldg V - Science Lab | Science Lab | Fan Coil Unit - VRF |  | FCU-1 | Carrier | 40VMC015-3 | 5118V00090 | 1.25 tons | V-102 | Ceiling Cassette | 2020-04-17 | RECURRING MAINT
KAIMUKI MS/POHUKAINA | Bldg V - Science Lab | Science Lab | Fan Coil Unit - VRF |  | FCU-2 | Carrier | 40VMC015-3 | 401V00357 | 1.25 tons | V-102 | Ceiling Cassette | 2020-04-17 | RECURRING MAINT
KAIMUKI MS/POHUKAINA | Bldg V - Science Lab | Science Lab | Fan Coil Unit - VRF |  | FCU-3 | Carrier | 40VMC015-3 | 5118V00092 | 1.25 tons | V-102 | Ceiling Cassette | 2020-04-17 | RECURRING MAINT
KAIMUKI MS/POHUKAINA | Bldg V - Science Lab | Science Lab | Fan Coil Unit - VRF |  | FCU-4 | Carrier | 40VMC015-3 | 4018V00359 | 1.25 tons | V-102 | Ceiling Cassette | 2020-04-17 | RECURRING MAINT
KAIMUKI MS/POHUKAINA | Bldg V - Science Lab | Science Lab | Fan Coil Unit - VRF |  | FCU-5 | Carrier | 40VMC009-3 | 340667524048A | 1.25 tons | V-103 | Ceiling Cassette | 2020-04-17 | RECURRING MAINT
KAIMUKI MS/POHUKAINA | Bldg V - Science Lab | Science Lab | Fan Coil Unit - VRF |  | FCU-6 | Carrier | 40VMC015-3 | 4018V00360 | 1.25 tons | V-103 | Ceiling Cassette | 2020-04-17 | RECURRING MAINT
KAIMUKI MS/POHUKAINA | Bldg V - Science Lab | Science Lab | Fan Coil Unit - VRF |  | FCU-7 | Carrier | 40VMC015-3 | 4018V00361 | 1.25 tons | V-103 | Ceiling Cassette | 2020-04-17 | RECURRING MAINT
KAIMUKI MS/POHUKAINA | Bldg V - Science Lab | Science Lab | Fan Coil Unit - VRF |  | FCU-8 | Carrier | 40VMC015-3 | 4018V00364 | 1.25 tons | V-103 | Ceiling Cassette | 2020-04-17 | RECURRING MAINT
KAIMUKI MS/POHUKAINA | Bldg V - Science Lab | Science Lab | Fan Coil Unit - VRF |  | FCU-9 | Carrier | 40VMC015-3 | 4018V00362 | 9500 BTUH | Shared Teacher Prep Room | Wall Mounted | 2020-04-17 | RECURRING MAINT
KAIMUKI MS/POHUKAINA | Bldg V - Classrooms | Classrooms | Air-Cooled Condensing Unit |  | ACCU-V105 | Mitsubishi | PUY-A42NKA7 | 85U01910C | 3.5 tons | V105 | Roof | 2019-07-25 | AS NEEDED | N/A | N/A | N/A | N/A
KAIMUKI MS/POHUKAINA | Bldg V - Classrooms | Classrooms | Fan Coil Unit |  | FCU-V105 | Mitsubishi | PCA-A42KA7 | 82M00065 | 3.5 tons | V105 | Ceiling Suspended | 2019-07-25 | AS NEEDED | N/A | N/A | N/A | N/A
KAIMUKI MS/POHUKAINA | Bldg. V - Classrooms | Classrooms | Fan Coil Unit |  | FCU-1 | Unknown | Unknown | Unknown | Unknown | V-106 | Unknown | Unknown | AS NEEDED | N/A | N/A | N/A | N/A
KAIMUKI MS/POHUKAINA | Bldg. V - Classrooms | Classrooms | Fan Coil Unit |  | FCU-2 | Unknown | Unknown | Unknown | Unknown | V-106 | Unknown | Unknown | AS NEEDED | N/A | N/A | N/A | N/A
KAIMUKI MS/POHUKAINA | Bldg. V - Classrooms | Classrooms | Fan Coil Unit |  | FCU-3 | Unknown | Unknown | Unknown | Unknown | V-106 | Unknown | Unknown | AS NEEDED | N/A | N/A | N/A | N/A
KAIMUKI MS/POHUKAINA | Bldg. V - Classrooms | Classrooms | Air-Cooled Condensing Unit |  | ACCU-1 | Unknown | Unknown | Unknown | Unknown | V-106 | Unknown | Unknown | AS NEEDED | N/A | N/A | N/A | N/A
KAIMUKI MS/POHUKAINA | Bldg. V - Classrooms | Classrooms | Air-Cooled Condensing Unit |  | ACCU-2 | Unknown | Unknown | Unknown | Unknown | V-106 | Unknown | Unknown | AS NEEDED | N/A | N/A | N/A | N/A
KAIMUKI MS/POHUKAINA | Bldg. V - Classrooms | Classrooms | Air-Cooled Condensing Unit |  | ACCU-3 | Unknown | Unknown | Unknown | Unknown | V-106 | Unknown | Unknown | AS NEEDED | N/A | N/A | N/A | N/A
KAISER HS | Bldg. G - Music/Fine Arts | Music/Fine Arts | Air Handling Unit-Multizone |  | AHU-1 | Carrier | 39MN21C0107ZM12XCS | 5007U37466 | Unknown | Various Rooms | Mezz Mech Rm | Unknown | RECURRING MAINT |  |  |  |  | Replacement scheduled for 12/2023; R22 Project
KAISER HS | Bldg. G - Music/Fine Arts | Music/Fine Arts | Air-Cooled Condensing Unit |  | ACCU-1 | Carrier | 38AH028-611AC | 4907Q08071 | Unknown | Various Rooms | Roof | Unknown | RECURRING MAINT |  |  |  |  | Replacement scheduled for 12/2023; R22 Project
KAISER HS | Bldg. K - Library/Language Lab | Library/Language Lab | Air Handling Unit-Multizone |  | AHU-1 | York | XTI-072X132-BAPA046A | AHBM XT0090 | 22900 cfm | Library | Mech Room | 2015-02-24 | RECURRING MAINT
KAISER HS | Bldg. K - Library/Language Lab | Library/Language Lab | Air-Cooled Condensing Unit |  | ACCU-1 | York | YCUL0055EE46XEASXTX | 11531H42922648 | 55 ton | Library | Roof | 2015-02-24 | RECURRING MAINT
KAISER HS | Bldg M - Girls Locker Rm. | Locker Rm. | Air Cooled Condenser Unit |  | ACCU-1 | Mitsubishi | PUY-A12NHA6-BS | 54U00030C | 1 Tons | Office AC | Unknown | 2017-01-01 | AS NEEDED | N/A | N/A | N/A | N/A
KAISER HS | Bldg M - Girls Locker Rm. | Locker Rm. | Air Cooled Condenser Unit - VRF |  | ACCU-1 | Mitsubishi | PUHY-P72TKMU-A-BS | 4YW00142 | 6 Tons | Outside Makai Building M | Unknown | 2017-01-01 | RECURRING MAINT
KAISER HS | Bldg M - Girls Locker Rm. | Locker Rm. | Fan Coil Unit - Ductless |  | FCU-1 | Mitsubishi | PLFY-P12NCMU-E | NA | 1 Tons | Office AC | Unknown | 2017-01-01 | AS NEEDED | N/A | N/A | N/A | N/A
KAISER HS | Bldg M - Girls Locker Rm. | Locker Rm. | Cassette Unit - VRF |  | FCU-1 | Mitsubishi | PEFY-P48NMAU-E3 | 43R00204 | 4 Tons | Room 201 | Unknown | 2017-01-01 | RECURRING MAINT
KAISER HS | Bldg M - Girls Locker Rm. | Locker Rm. | Cassette Unit - VRF |  | FCU-2 | Mitsubishi | PLFY-P08NCMU-E | NA | 1 Ton | Storage | Unknown | 2017-01-01 | RECURRING MAINT
KAISER HS | Bldg M - Girls Locker Rm. | Locker Rm. | Cassette Unit - VRF |  | FCU-3 | Mitsubishi | PLFY-P08NCMU-E | NA | 1 Ton | Office | Unknown | 2017-01-01 | RECURRING MAINT
KAISER HS | Bldg M - Girls Locker Rm. | Locker Rm. | Cassette Unit - VRF |  | FCU-4 | Mitsubishi | PKA-A12HA4 | 45A12366C | 1 Ton | Room 210 | Unknown | 2017-01-01 | RECURRING MAINT
KAISER HS | Bldg M - Girls Locker Rm. | Locker Rm. | Cassette Unit - VRF |  | FCU-5 | Mitsubishi | LGHF300RX5-E1 | 15050018 | 1 Ton | Laundry Room | Unknown | 2017-01-01 | RECURRING MAINT
KAISER HS | Bldg.T1- Portable Classroom | Portable Classroom | Packaged Air Conditioning Unit |  | PACU-1 | Bard | W24AA0XP4XXJ | Unknown | 2-ton | Classroom | Portable Bldg | 2017-04-07 | RECURRING MAINT
KALAHEO HS | Bldg. H - Admin/Library | Admin/Library | Air Handling Unit |  | AHU-1 | Carrier | 39MN17CO111YF12XPS | 1609U07352 | 7000 cfm | Library | Mech Room | 2009-08-01 | RECURRING MAINT
KALAHEO HS | Bldg. H - Admin/Library | Admin/Library | Air-Cooled Condensing Unit |  | ACCU-1 | Carrier | 38AH-028-611AA | 2208Q13009 | 25 ton | Library | Roof | 2009-08-01 | RECURRING MAINT
KALAHEO HS | Bldg. J - Music Building | Music Bldg | Air Handling Unit |  | AHU-1 | Trane | TWE120B300BA | Unknown | Unknown | Choral Room | Mezz. Clg | 1994-09-01 | RECURRING MAINT
KALAHEO HS | Bldg. J - Music Building | Music Bldg | Air Handling Unit |  | AHU-2 | Trane | TWE120B300BA | Unknown | Unknown | Band Room | Ceiling M.R. | 1994-09-01 | RECURRING MAINT
KALAHEO HS | Bldg. J - Music Building | Music Bldg | Air-Cooled Condensing Unit |  | ACCU-1 | Trane | TTA120B400E | 32331U7AD | 10 ton | Choral Room | Outdoor Encl | 2003-08-14 | RECURRING MAINT
KALAHEO HS | Bldg. J - Music Building | Music Bldg | Air-Cooled Condensing Unit |  | ACCU-2 | Trane | TTA120B400E | 3233L0PAD | 10 ton | Band Room | Outdoor Encl | 2003-08-14 | RECURRING MAINT
KALANI HS | Bldg. A - Classroom | Classroom A-13 | Fan Coil Unit |  | FCU-1 | Mitsubishi | MSY-D36NA-11 | 5003425T | 30,000 buth | A-13, Computer Room | Computer Rm | Unknown | AS NEEDED | N/A | N/A | N/A | N/A
KALANI HS | Bldg. A - Classroom | Classroom A-13 | Air-Cooled Condensing Unit |  | ACCU-1 | Mitsubishi | MUY-D36NA-1 | 5004121T | 2.5 ton | A-13, Computer Room | Outdoor Behind Bldg | Unknown | AS NEEDED | N/A | N/A | N/A | N/A
KALANI HS | Bldg. E - Classrooms | Classrooms | Packaged Air Conditioning Unit |  | PACU-1 | Carrier | 50HJ008-D521 | 2098G30370 | 7 ton | Audio-Visual | Outdoor Encl | 1998-08-01 | RECURRING MAINT
KALANI HS | Bldg. H - Administration | Administration | Air-Cooled Condensing Unit |  | ACCU-H107 | Mitsubishi | PUY-A24NHA7 | 88U10123D | 2 tons | Admin. Office | Outdoor Encl | 2019-07-25 | AS NEEDED | N/A | N/A | N/A | N/A
KALANI HS | Bldg H. - Administration | Administration | Air-Cooled Condensing Unit |  | ACCU-H111 | Mitsubishi | PUY-A24NHA7 | 88U10127D | 2 tons | Admin. Office | Outdoor Encl | 2019-07-25 | AS NEEDED | N/A | N/A | N/A | N/A
KALANI HS | Bldg H. - Administration | Administration | Fan Coil Unit |  | FCU-H107 | Mitsubishi | PCA-A24KA7 | 75M00212 | 2 tons | Office H-107 | Ceiling Suspended | 2019-07-25 | AS NEEDED | N/A | N/A | N/A | N/A
KALANI HS | Bldg H. - Administration | Administration | Fan Coil Unit |  | FCU-H111 | Mitsubishi | PCA-A24KA7 | 75M00214 | 2 tons | Conf. Room H-111 | Ceiling Suspended | 2019-07-25 | AS NEEDED | N/A | N/A | N/A | N/A
KALANI HS | Bldg. H - Administration | Administration | Air Handling Unit |  | ACCU-1 | Mitsubishi | PUY-A42NHA | 69U00618D | 3.5 ton | Admin. Office | Outdoor Encl | 2007-03-01 | AS NEEDED | N/A | N/A | N/A | N/A
KALANI HS | Bldg. H - Administration | Administration | Air Handling Unit |  | ACCU-2 | Mitsubishi | PUY-A36NHA | 68U01985D | 3 ton | Admin. Office | Outdoor Encl | 2007-03-01 | AS NEEDED | N/A | N/A | N/A | N/A
KALANI HS | Bldg. H - Administration | Administration | Fan Coil Unit |  | FCU-1 | Mitsubishi | PCA-A42GA | 64A000470 | 42,000 btuh | Admin. Office | Admin. Office | 2007-03-01 | AS NEEDED | N/A | N/A | N/A | N/A
KALANI HS | Bldg. H - Administration | Administration | Fan Coil Unit |  | FCU-2 | Mitsubishi | PCA-A36GA | 65A00063C | 36,000 btuh | Admin. Office | Admin. Office | 2007-03-01 | AS NEEDED | N/A | N/A | N/A | N/A
KALANI HS | Bldg. H - Library | Library | Air Handling Unit |  | AHU-1 | Carrier | 40RUAA28A3A6A0A1A0 | 0111U00250 | 25 ton | LIbrary | Mech Rm | 6/21/11? | RECURRING MAINT
KALANI HS | Bldg. H - Library | Library | Air-Cooled Condensing Unit |  | ACCU-1 | Carrier | 38APD0256CA22020 | 5110Q41234 | 25 ton | LIbrary | Outdoor Encl | 6/21/11? | RECURRING MAINT
KALANI HS | Bldg. H - Library | Library | Dehumidifier |  | DH-1 | Comfort Aire | Unknown | Unknown | 65 pint / day | LIbrary | Library | Unknown | AS NEEDED | N/A | N/A | N/A | N/A
KALANI HS | Bldg. H - Library | Library | Dehumidifier |  | DH-2 | Comfort Aire | Unknown | Unknown | 65 pint / day | LIbrary | Library | Unknown | AS NEEDED | N/A | N/A | N/A | N/A
KALANI HS | Bldg. H - Library | Library | Dehumidifier |  | DH-3 | Comfort Aire | Unknown | Unknown | 65 pint / day | LIbrary | Library | Unknown | AS NEEDED | N/A | N/A | N/A | N/A
KALANI HS | Bldg. H - Library | Library | Dehumidifier |  | DH-4 | Comfort Aire | Unknown | Unknown | 65 pint / day | LIbrary | Library | Unknown | AS NEEDED | N/A | N/A | N/A | N/A
KALANI HS | Bldg. J - Shops | Shops | Air-Cooled Condensing Unit |  | ACCU-1 | Carrier | Unknown | Unknown | 4 ton | Oper Office | Outdoor Encl | 2015-02-23 | RECURRING MAINT
KALANI HS | Bldg. J - Shops | Shops | Air-Cooled Condensing Unit |  | ACCU-2 | Carrier | Unknown | Unknown | 5 ton | Oper Area | Outdoor Encl | 2015-02-23 | RECURRING MAINT
KALANI HS | Bldg. J - Shops | Shops | Air-Cooled Condensing Unit |  | ACCU-3 | Mitsubishi | Unknown | Unknown | 2 ton | Oper Office | Outdoor Encl | 2015-02-23 | AS NEEDED | N/A | N/A | N/A | N/A
KALANI HS | Bldg. J - Shops | Shops | Fan Coil Unit |  | FCU-1 | Carrier | FX4DNB061 | 3414A90364 | 1625 cfm | Oper Office | Oper Office Clg | 2015-02-23 | RECURRING MAINT
KALANI HS | Bldg. J - Shops | Shops | Fan Coil Unit |  | FCU-2 | Carrier | FX4DNB049 | 3214A89278 | 1650 cfm | Oper Area | Oper Clg | 2015-02-23 | RECURRING MAINT
KALANI HS | Bldg. J - Shops | Shops | Fan Coil Unit |  | FCU-3 | Mitsubishi | Unknown | Unknown | Unknown | Equip Room | Equip Room | 2015-02-23 | AS NEEDED | N/A | N/A | N/A | N/A
KALANI HS | Bldg. J - Shops | Equipment Room | Air-Cooled Condensing Unit |  | ACCU-J3 | Mitsubishi | PUY-A36NKA7 | Unknown | 3 tons | Equip Room J-3 | Equip Room | 2019-07-25 | AS NEEDED | N/A | N/A | N/A | N/A
KALANI HS | Bldg. J - Shops | Equipment Room | Fan Coil Unit |  | FCU-J3 | Mitsubishi | PCA-A24KA7 | 76M00263 | 3tons | Equip Room J-3 | Ceiling Suspended | 2019-07-25 | AS NEEDED | N/A | N/A | N/A | N/A
KALANI HS | Bldg. K - Music Building | Music Bldg | Air Handling Unit |  | AHU-1 | McQuay | LSL 108CH | 38E00054-06-2 | 3900 cfm | Band Room | Mech Room | 1998-08-01 | RECURRING MAINT
KALANI HS | Bldg. K - Music Building | Music Bldg | Air Handling Unit |  | AHU-2 | McQuay | LSL 108CH | 38E00055-06-1 | 3200 cfm | Choral Room | Mech Room | 1998-08-01 | RECURRING MAINT
KALANI HS | Bldg. K - Music Building | Music Bldg | Air-Cooled Condensing Unit |  | ACCU-1 | Goodman | GSC101203BA | 1209541582 | 13 ton | Band Room | Outdr Canopy | Unknown | RECURRING MAINT
KALANI HS | Bldg. K - Music Building | Music Bldg | Air-Cooled Condensing Unit |  | ACCU-2 | Goodman | GSC101203BA | 1202120356 | 11 ton | Choral Room | Outdr Canopy | Unknown | RECURRING MAINT
KALANI HS | Bldg. Trailer - Comm. Engagement Br. | Office | Packaged Air Con Unit |  | PACU-1 | Bard | WA4S2-A0ZVP4X3J | 267H112817046-02 | 4 ton | Office TB-1A& 1B | Out Wall-Mounted | 2011-08-31 | RECURRING MAINT |  |  |  |  | No longer houses FDB Planning
KALANI HS | Bldg. Trailer - Comm. Engagement Br. | Office | Packaged Air Con Unit |  | PACU-2 | Bard | WA4S2-A0ZVP4X3J | 267H112817045-02 | 4 ton | Office TB-1A& 1B | Out Wall-Mounted | 2011-08-31 | RECURRING MAINT |  |  |  |  | No longer houses FDB Planning
KALANI HS | Bldg. Trailer - Comm. Children's Council | Office | Packaged Air Con Unit |  | PACU-3 | Bard | WA4S2-A0ZVP4X3J | 267H112817048-02 | 4 ton | Office TB-2A | Out Wall-Mounted | 2011-08-31 | RECURRING MAINT |  |  |  |  | No longer houses FDB Planning
KALANI HS | Bldg. Trailer - Honolulu ITC Branch | Office - Honolulu ITC | Packaged Air Con Unit |  | PACU-4 | Bard | WA4S2-A0ZVP4X3J | 267H112817047-02 | 4 ton | Office TB-2B | Out Wall-Mounted | 2011-08-31 | RECURRING MAINT |  |  |  |  | No longer houses FDB Planning
KAMILOIKI ES | Bldg. A - Classrooms | Bldg. A | Fan Coil Unit |  | FCU-1 | Mitsubishi | PCA-A42GA | Unknown | 42,000 BTUH | Rm 201 | Rm 201 | 2007 | AS NEEDED | N/A | N/A | N/A | N/A
KAMILOIKI ES | Bldg. A - Classrooms | Bldg. A | Fan Coil Unit |  | FCU-2 | Mitsubishi | PCA-A42GA | Unknown | 42,000 BTUH | Rm 202 | Rm 202 | 2007 | AS NEEDED | N/A | N/A | N/A | N/A
KAMILOIKI ES | Bldg. A - Classrooms | Bldg. A | Air-Cooled Condensing Unit |  | ACCU-1 | Mitsubishi | PUY-A42NHA | Unknown | 3.5 ton | Rm 201 | Outdoor | 2007 | AS NEEDED | N/A | N/A | N/A | N/A
KAMILOIKI ES | Bldg. A - Classrooms | Bldg. A | Air-Cooled Condensing Unit |  | ACCU-2 | Mitsubishi | PUY-A42NHA | Unknown | 3.5 ton | Rm 202 | Outdoor | 2007 | AS NEEDED | N/A | N/A | N/A | N/A
KAOHAO PCS (a.k.a Lanikai ES) | Bldg. D - Library | Library | Packaged Air Condensing Unit |  | PACU-1 | Carrier | 50HJ-014GH-551NB | 3808G52513 | 12.5 ton | Library | Outdoor Enclosure | 2009-09-22 | RECURRING MAINT
KAOHAO PCS (a.k.a Lanikai ES) | Bldg. D - Library | Library | Dehumidifier |  | DH-1 | Comfort Aire | BHD651-A | 412TA002501 | Unknown | Unknown | Unknown | Unknown | AS NEEDED | N/A | N/A | N/A | N/A
KAOHAO PCS (a.k.a Lanikai ES) | Bldg. D - Library | Library | Dehumidifier |  | DH-2 | Comfort Aire | BHD651-D | 902TA001643 | Unknown | Unknown | Unknown | Unknown | AS NEEDED | N/A | N/A | N/A | N/A
KAOHAO PCS (a.k.a Lanikai ES) | Bldg. P3 - Portable Classroom | Portable Classroom | Fan Coil Unit |  | FCU-1 | Lennox | Unknown | Unknown | Unknown | Classroom | Classroom | Unknown | RECURRING MAINT
KAOHAO PCS (a.k.a Lanikai ES) | Bldg. P3 - Portable Classroom | Portable Classroom | Air-Cooled Condensing Unit |  | ACCU-1 | Lennox | HS29-048-2P | 5804G16849 | 4 ton | Classroom | Outdoor Enclosure | Unknown | RECURRING MAINT
KAOHAO PCS (a.k.a Lanikai ES) | Bldg. P6 - Portable Classroom | Portable Classroom | Packaged Air Conditioning Unit |  | PACU-1 | Bard | WA484-A0Z | 139L940877812 - 02 | 4 ton | Classroom | Portable Bldg P6 | Unknown | RECURRING MAINT
KAOHAO PCS (a.k.a Lanikai ES) | Bldg. P7- Portable Classroom | Portable Classroom | Packaged Air Conditioning Unit |  | PACU-1 | Bard | WA484-A0Z | 225P0Z1780867 - 02 | 4 ton | Classroom | Portable Bldg P7 | Unknown | RECURRING MAINT
KE KULA KAIAPUNI O ANUENUE | Bldg. PT-2 - Portable Classroom | Portable Classroom | Pack Air Con Unit - Wall Mnt/Vertical |  | PACU-1 | Bard | WA484-A0Z | 236J072382401-02 | 4 ton | Portable PT-2 | Bldg Wall Mount | Unknown | RECURRING MAINT
KEOLU ES | Bldg. E - Library | Library | Packaged Air Con Unit - Vertical |  | PACU-1 | Carrier | 50XCA12AAJE5AFF0AA | Unknown | 10 ton | Admin | Mech Room | 2012-08-01 | RECURRING MAINT
KEOLU ES | Bldg. E - Library | Library | Packaged Air Con Unit - Vertical |  | PACU-2 | Carrier | 50XCA12AAJE5AFF0AA | Unknown | 10 ton | Library | Mech Room | 2012-08-01 | RECURRING MAINT
KEOLU ES | Bldg. E - Library | Library | Dehumidifier |  | DH-1 | Comfort Aire | BHD501-G | Unknown | 50 pint | Library | Library | 2012-08-01 | AS NEEDED | N/A | N/A | N/A | N/A
KEOLU ES | Bldg. E - Library | Library | Dehumidifier |  | DH-2 | Comfort Aire | BHD501-G | Unknown | 50 pint | Library | Library | 2012-08-01 | AS NEEDED | N/A | N/A | N/A | N/A
KEOLU ES | Bldg. E - Library | Library | Dehumidifier |  | DH-3 | Comfort Aire | BHD501-G | Unknown | 50 pint | Library | Library | 2012-08-01 | AS NEEDED | N/A | N/A | N/A | N/A
KEOLU ES | Bldg. E - Library | Library | Dehumidifier |  | DH-4 | Comfort Aire | BHD501-G | Unknown | 50 pint | Library | Library | 2012-08-01 | AS NEEDED | N/A | N/A | N/A | N/A
KOKO HEAD ES | Bldg. K - Library | Library | Packaged Air Conditioning Unit |  | PACU-1 | York | ZJ240C00A2AZZ10002A | N0E7774020 | 20 ton | Library | Outdoor Encl | 2007-08-01 | RECURRING MAINT
KUHIO ES | Bldg B Classrooms | Classrooms | Air-Cooled Condensing Unit |  | ACCU-B1 | Mitsubishi | MUY-GL24NA | Unknown | 2 tons | Classroom B-1 | Outdoor | 2020-05-13 | AS NEEDED | N/A | N/A | N/A | N/A
KUHIO ES | Bldg B Classrooms | Classrooms | Air-Cooled Condensing Unit |  | ACCU-B2 | Mitsubishi | MUY-GL24NA | Unknown | 2 tons | Classroom B-2 | Outdoor | 2020-05-13 | AS NEEDED | N/A | N/A | N/A | N/A
KUHIO ES | Bldg B Classrooms | Classrooms | Air-Cooled Condensing Unit |  | ACCU-B3 | Mitsubishi | MUY-GL24NA | Unknown | 2 tons | Classroom B-3 | Outdoor | 2020-05-13 | AS NEEDED | N/A | N/A | N/A | N/A
KUHIO ES | Bldg B Classrooms | Classrooms | Fan Coil Unit |  | FCU B1-1 | Mitsubishi | MSY-GL24NA | Unknown | 2 tons | Classroom B-1 | Classroom | 2020-05-13 | AS NEEDED | N/A | N/A | N/A | N/A
KUHIO ES | Bldg B Classrooms | Classrooms | Fan Coil Unit |  | FCU B1-2 | Mitsubishi | MSY-GL24NA | Unknown | 2 tons | Classroom B-1 | Classroom | 2020-05-13 | AS NEEDED | N/A | N/A | N/A | N/A
KUHIO ES | Bldg B Classrooms | Classrooms | Fan Coil Unit |  | FCU B2-1 | Mitsubishi | MSY-GL24NA | Unknown | 2 tons | Classroom B-2 | Classroom | 2020-05-13 | AS NEEDED | N/A | N/A | N/A | N/A
KUHIO ES | Bldg B Classrooms | Classrooms | Fan Coil Unit |  | FCU B2-2 | Mitsubishi | MSY-GL24NA | Unknown | 2 tons | Classroom B-2 | Classroom | 2020-05-13 | AS NEEDED | N/A | N/A | N/A | N/A
KUHIO ES | Bldg B Classrooms | Classrooms | Fan Coil Unit |  | FCU B3-1 | Mitsubishi | MSY-GL24NA | Unknown | 2 tons | Classroom B-3 | Classroom | 2020-05-13 | AS NEEDED | N/A | N/A | N/A | N/A
KUHIO ES | Bldg B Classrooms | Classrooms | Fan Coil Unit |  | FCU B3-2 | Mitsubishi | MSY-GL24NA | Unknown | 2 tons | Classroom B-3 | Classroom | 2020-05-13 | AS NEEDED | N/A | N/A | N/A | N/A
KUHIO ES | Bldg. F - Library | Library | Packaged Air Conditioning Unit |  | PACU-1 | Carrier | 50HJ015-6 | 2699F31177 | 15 ton | Library | Outdoor Encl | 1999-08-01 | RECURRING MAINT
LIHOLIHO ES | Bldg. G - Classrooms | Classrooms | Packaged Air Conditioning Unit - Indoor |  | PACU-1 | Marvair | VAI48HPC | Unknown | 4 ton | Clrms 3 | Clrms Clst | 2001-05-01 | RECURRING MAINT
LIHOLIHO ES | Bldg. G - Classrooms | Classrooms | Packaged Air Conditioning Unit - Indoor |  | PACU-2 | Marvair | VACA49HPIC000HG | LD-F137870-01 | 4 ton | Classroom G103 | Mech Closet | 2016-07-22 | RECURRING MAINT
LIHOLIHO ES | Bldg. G - Classrooms | Classrooms | Packaged Air Conditioning Unit - Indoor |  | PACU-3 | Marvair | VAI48HPC | Unknown | 4 ton | Clrms 7 | Clrms Clst | 2001-05-01 | RECURRING MAINT
LIHOLIHO ES | Bldg. G - Classrooms | Classrooms | Packaged Air Conditioning Unit - Indoor |  | PACU-4 | Marvair | VAI48HPC | Unknown | 4 ton | Clrms 8 | Clrms Clst | 2001-05-01 | RECURRING MAINT
LIHOLIHO ES | Bldg. K - Admin/Library | Admin/Library | Air Handling Unit |  | AHU-1 | Lanco | AHV6000 | Unknown | Unknown | Library | Mech Room | Unknown | RECURRING MAINT
LIHOLIHO ES | Bldg. K - Admin/Library | Admin/Library | Air-Cooled Condensing Unit |  | ACCU-1 | Carrier | 38AE012-500 | B983484 | 10 tons | Library | Outdoor Encl | Unknown | RECURRING MAINT
LUNALILO ES | Bldg. H - Library | Library | Air Handling Unit |  | AHU-1 | Carrier | 40BA009-300 | G095163 | Unknown | Unknown | Storage Rm | Unknown | RECURRING MAINT
LUNALILO ES | Bldg. H - Library | Library | Air Handling Unit |  | AHU-2 | Carrier | 40RR012-520 | G097878 | Unknown | Library | Ceiling Space | Unknown | RECURRING MAINT
LUNALILO ES | Bldg. H - Library | Library | Air-Cooled Condensing Unit |  | ACCU-1 | Carrier | 38ARZ008-C601 | 0304G40030 | 7.5 ton | Unknown | Outside Encl | 2005-02-04 | RECURRING MAINT
LUNALILO ES | Bldg. H - Library | Library | Air-Cooled Condensing Unit |  | ACCU-2 | Trane | TTA180B300GA | 14371U4NTA | 15 ton | Library | Outside Encl | 2014-12-16 | RECURRING MAINT
LUNALILO ES | Bldg. H - Library | Library | Air-Cooled Condensing Unit |  | ACCU-3 | Mitsubishi | PU42EK | 23E00219B | 3.5 ton | Computer Lab | Outdoor | 2013-08-01 | AS NEEDED | N/A | N/A | N/A | N/A
LUNALILO ES | Bldg. H - Library | Library | Air-Cooled Condensing Unit |  | ACCU-4 | Mitsubishi | PU42EK | 22E00115B | 3.5 ton | Computer Lab | Outdoor | 2013-08-01 | AS NEEDED | N/A | N/A | N/A | N/A
LUNALILO ES | Bldg. H - Library | Library | Air-Cooled Condensing Unit |  | ACCU-5 | Mitsubishi | 38HD060-3 | 1012X92764 | 3.5 ton | Computer Lab | Outdoor | 2013-08-01 | AS NEEDED | N/A | N/A | N/A | N/A
LUNALILO ES | Bldg. H - Library | Library | Fan Coil Unit |  | FCU-3 | Mitsubishi | PC42GK | 23G00340B | 3.5 ton | Computer Lab | Computer Lab | 2013-08-01 | AS NEEDED | N/A | N/A | N/A | N/A
LUNALILO ES | Bldg. H - Library | Library | Fan Coil Unit |  | FCU-4 | Mitsubishi | PC42GK | 22G00296B | 3.5 ton | Computer Lab | Computer Lab | 2013-08-01 | AS NEEDED | N/A | N/A | N/A | N/A
LUNALILO ES | Bldg. H - Library | Library | Fan Coil Unit |  | FCU-5 | Mitsubishi | 400AC060---311 | 4912V32318 | Unknown | Computer Lab | Computer Lab | 2013-08-01 | AS NEEDED | N/A | N/A | N/A | N/A
MANOA ES | Bldg. A - Admin/Library | Admin/Library | Air Handling Unit |  | AHU-1 | Carrier | 39LD06BA-AJ-DTT-12 | 0214U00852 | 4.5 ton | Library | Mezz Mech | 2015-08-13 | RECURRING MAINT
MANOA ES | Bldg. A - Admin/Library | Admin/Library | Air Handling Unit |  | AHU-2 | Carrier | 39LD03AA-AT-DNK-A2 | 0214U00861 | 5 ton | Library | Mezz Mech | 2015-08-13 | RECURRING MAINT
MANOA ES | Bldg. A - Admin/Library | Admin/Library | Air Handling Unit |  | AHU-3 | Carrier | 39LD06AA-AE-DRP-A2 | 0214U00866 | 6 ton | Library | Mezz Mech | 2015-08-13 | RECURRING MAINT
MANOA ES | Bldg. A - Admin/Library | Admin/Library | Air Handling Unit |  | AHU-4 | Carrier | 39LD06AA-AD-DNK-12 | 0214U00858 | 7 ton | Library | Mezz Mech | 2015-08-13 | RECURRING MAINT
MANOA ES | Bldg. A - Admin/Library | Admin/Library | Air Handling Unit |  | AHU-5 | Carrier | 39LD06AA-AE-DPP-A2 | 0214U00868 | 6 ton | Library | Mezz Mech | 2015-08-13 | RECURRING MAINT
MANOA ES | Bldg. G - Multi Purpose | MultiPurpose | Air-Cooled Condensing Unit |  | ACCU-1 | Trane | TTA060D300A1 | Z354ZTRN3F | 5 ton | Classroom 1 | Outside Encl | 2001-08-01 | RECURRING MAINT
MANOA ES | Bldg. G - Multi Purpose | MultiPurpose | Air-Cooled Condensing Unit |  | ACCU-2 | Trane | TTA060D300A1 | Z363UAT3F | 5 ton | Classroom 2 | Outside Encl | 2001-08-01 | RECURRING MAINT
MANOA ES | Bldg. G - Multi Purpose | MultiPurpose | Air-Cooled Condensing Unit |  | ACCU-3 | Trane | TTA060D300A1 | Z3715HC3F | 5 ton | Arts & Crafts | Outside Encl | 2001-08-01 | RECURRING MAINT
MANOA ES | Bldg. G - Multi Purpose | MultiPurpose | Air-Cooled Condensing Unit |  | ACCU-4 | Trane | TTA036D300A0 | R454YA53F | 3 ton | Office/Admin | Outside Encl | 2001-08-01 | RECURRING MAINT |  |  |  |  | 2023 Added as RECUR MAINT on Supplemental #1
MANOA ES | Bldg. G - Multi Purpose | MultiPurpose | Fan Coil Unit |  | FCU-3 | Trane | TWE060D150B0 | Z3548JS1V | 1600 cfm | Arts & Crafts | Mech Rm | 2001-08-01 | RECURRING MAINT
MANOA ES | Bldg. G - Multi Purpose | MultiPurpose | Fan Coil Unit |  | FCU-1 | Trane | TWE060D150B0 | Z3116WF2V | 1600 cfm | Classroom 1 | Mech Rm | 2001-08-01 | RECURRING MAINT
MANOA ES | Bldg. G - Multi Purpose | MultiPurpose | Fan Coil Unit |  | FCU-2 | Trane | TWE060D150B0 | Z164LTG1V | 1600 cfm | Classroom 2 | Mech Rm | 2001-08-01 | RECURRING MAINT
MANOA ES | Bldg. G - Multi Purpose | MultiPurpose | Fan Coil Unit |  | FCU-4 | Trane | TWE036C140B0 | R44AYJW1V | 1200 cfm | Office/Admin | Mech Rm | 2001-08-01 | RECURRING MAINT |  |  |  |  | 2023 Added as RECUR MAINT on Supplemental #1
MANOA ES | Bldg. V - Mechanical Equipment | Mechanical Equipment | Air-Cooled Condenser |  | ACC-1 | McQuay | LYF-137DH | 32G01767-04 | 30 ton | Library | Mech Rm | 1994-12-01 | RECURRING MAINT
MANOA ES | Bldg. V - Mechanical Equipment | Mechanical Equipment | Chilled Water Pump |  | CHWP-1 | Aurora | 72-2869 | Unknown | 64.4 gpm | Library | Mech Rm | 2004-04-03 | RECURRING MAINT
MANOA ES | Bldg. V - Mechanical Equipment | Mechanical Equipment | Compressor/Chiller Unit |  | CH-1 | Carrier | 30HWA035 | 0704Q03532 | 30 ton | Library | Mech Rm | 2004-04-03 | RECURRING MAINT
MAUNAWILI ES | Bldg. H - Library | Library | Packaged Air Con Unit |  | PACU-1 | Carrier | 50XCA24AAKH5AAH0AA | Unknown | 20 ton | Library | Mech Room | 2012-08-01 | RECURRING MAINT
MAUNAWILI ES | Bldg. H - Library | Library | Dehumidifier |  | DH-1 | Comfort Aire | BHD501-G | Unknown | 50 pint | Library | Library | 2012-08-01 | AS NEEDED | N/A | N/A | N/A | N/A
MAUNAWILI ES | Bldg. H - Library | Library | Dehumidifier |  | DH-2 | Comfort Aire | BHD501-G | Unknown | 50 pint | Library | Library | 2012-08-01 | AS NEEDED | N/A | N/A | N/A | N/A
MAUNAWILI ES | Bldg. H - Library | Library | Dehumidifier |  | DH-3 | Comfort Aire | BHD501-G | Unknown | 50 pint | Library | Library | 2012-08-01 | AS NEEDED | N/A | N/A | N/A | N/A
MAUNAWILI ES | Bldg. H - Library | Library | Dehumidifier |  | DH-4 | Comfort Aire | BHD501-G | Unknown | 50 pint | Library | Library | 2012-08-01 | AS NEEDED | N/A | N/A | N/A | N/A
MOKAPU ES | Bldg. J - Library | Library | Packaged Air-Cooled Chiller |  | CH-1 | McQuay | AGZ020A512 | STNU050500143 | 20 ton | Library | Outdoor Encl | 2005-08-25 | RECURRING MAINT
MOKAPU ES | Bldg. J - Library | Library | Chilled Water Pump |  | CHWP-1 | Taco | CI 1206 | Unknown | 40 gpm | Library | Outdoor Encl | 2005-08-25 | RECURRING MAINT
MOKAPU ES | Bldg. J - Library | Library | Air Handling Unit |  | AHU-1 | McQuay | CAH012FDAC | Unknown | 6000 cfm | Library | Outdoor Encl | 2005-08-25 | RECURRING MAINT
MOKAPU ES | Bldg. J - Library | Library | Fan Coil Unit |  | FCU-1 | McQuay | LAH004A | Unknown | Unknown | Workroom | Outdoor Encl | 2005-08-25 | RECURRING MAINT
MOKAPU ES | Bldg. J - Library | Library | Dehumidifier |  | DH-1 | Unknown | Unknown | Unknown | Unknown | Library | Library | Unknown | AS NEEDED | N/A | N/A | N/A | N/A
MOKAPU ES | Bldg. J - Library | Library | Dehumidifier |  | DH-2 | Unknown | Unknown | Unknown | Unknown | Library | Library | Unknown | AS NEEDED | N/A | N/A | N/A | N/A
MOKAPU ES | Bldg. J - Library | Library | Dehumidifier |  | DH-3 | Unknown | Unknown | Unknown | Unknown | Library | Library | Unknown | AS NEEDED | N/A | N/A | N/A | N/A
MOKAPU ES | Bldg. J - Library | Library | Dehumidifier |  | DH-4 | Unknown | Unknown | Unknown | Unknown | Library | Library | Unknown | AS NEEDED | N/A | N/A | N/A | N/A
NIU VALLEY MS | Bldg. C - Classrooms | Classroom C-3 | Fan Coil Unit |  | FCU-1 | Carrier | Unknown | Unknown | Unknown | Classroom C-3 | Ceiling Suspended | 2007-07-01 | RECURRING MAINT |  |  |  |  | 5/10/23 May need to change to RECUR MAINT
NIU VALLEY MS | Bldg. C - Classrooms | Classroom C-3 | Air-Cooled Condensing Unit |  | ACCU-1 | Carrier | Unknown | Unknown | Unknown | Classroom C-3 | Outside Behind Bldg | 2007-07-01 | RECURRING MAINT |  |  |  |  | 5/10/23 May need to change to RECUR MAINT
NIU VALLEY MS | Bldg. I - Band | Band | Air-Cooled Condensing Unit |  | ACCU-1 | York | TCHD18S41S3 | W1E4731526 | 1.5 ton | Ensemble Rm | Outside Slab | 2015-10-07 | RECURRING MAINT |  |  |  |  | 2023 Added as RECUR MAINT on Supplemental #1
NIU VALLEY MS | Bldg. I - Band | Band | Fan Coil Unit |  | FCU-1 | York | AHE18B3XH21 | W1G5813549 | 450 cfm | Ensemble Rm | Ceiling | 2015-10-07 | RECURRING MAINT |  |  |  |  | 2023 Added as RECUR MAINT on Supplemental #1
NIU VALLEY MS | Bldg. I - Band | Band | Packaged Air Con Unit - Vertical |  | PACU-1 | Carrier | 50BYN01661 | 1901B28487 | 7.5 ton | Music Room | Mech Room | 2009-08-01 | RECURRING MAINT
NIU VALLEY MS | Bldg. J - Music Building | Music Bldg | Packaged Air Con Unit - Vertical |  | PACU-1 | York | DPV096AE2AAA0A-A | 0905-9936 | 15 ton | Band&Rms | Mech Room | 2002-07-24 | RECURRING MAINT
NIU VALLEY MS | Bldg. K - Library | Library | Air-Cooled Condensing Unit |  | ACCU-1 | Mitsubishi | PUY-A42NHA5 | 34U01287C | 3.5 ton | Reading Rm | Outside Encl | 2013-08-01 | AS NEEDED | N/A | N/A | N/A | N/A
NIU VALLEY MS | Bldg. K - Library | Library | Air-Cooled Condensing Unit |  | ACCU-2 | Mitsubishi | PUY-A42NHA5 | 28U00298B | 3 ton | Reading Rm | Outside Encl | 2013-08-01 | AS NEEDED | N/A | N/A | N/A | N/A
NIU VALLEY MS | Bldg. K - Library | Library | Air-Cooled Condensing Unit |  | ACCU-3 | Mitsubishi | PUY-A42NHA5 | 34U01269C | 3.5 ton | Reading Rm | Outside Encl | 2013-08-01 | AS NEEDED | N/A | N/A | N/A | N/A
NIU VALLEY MS | Bldg. K - Library | Library | Air-Cooled Condensing Unit |  | ACCU-4 | Mitsubishi | MXZ-2B20NA | 2004945 | 2.5 ton | Stacks/Wkrm | Outside Encl | 2013-08-01 | AS NEEDED | N/A | N/A | N/A | N/A
NIU VALLEY MS | Bldg. K - Library | Library | Air-Cooled Condensing Unit |  | ACCU-5 | Mitsubishi | PUY-A42NHA5 | 3U01288C | 2.5 ton | Stacks/Wkrm | Outside Encl | 2013-08-01 | AS NEEDED | N/A | N/A | N/A | N/A
NIU VALLEY MS | Bldg. K - Library | Library | Air-Cooled Condensing Unit |  | ACCU-6 | Mitsubishi | PUY-A42NHA5 | 28U00309D | 2.5 ton | Stacks/Wkrm | Outside Encl | 2013-08-01 | AS NEEDED | N/A | N/A | N/A | N/A
NIU VALLEY MS | Bldg. K - Library | Library | Air-Cooled Condensing Unit |  | ACCU-7 | Mitsubishi | PUY-A42NHA5 | 2YU00521A | 1.5 ton | Office/Conf | Outside Encl | 2013-08-01 | AS NEEDED | N/A | N/A | N/A | N/A
NIU VALLEY MS | Bldg. K - Library | Library | Fan Coil Unit - Ductless |  | FCU-1 | Mitsubishi | PCA-A42KA5 | 23M00019 | 3.5 ton | Reading Rm | Reading Rm | 2013-08-01 | AS NEEDED | N/A | N/A | N/A | N/A
NIU VALLEY MS | Bldg. K - Library | Library | Fan Coil Unit - Ductless |  | FCU-2 | Mitsubishi | PCA-A42KA5 | 23M00080 | 3.5 ton | Reading Rm | Reading Rm | 2013-08-01 | AS NEEDED | N/A | N/A | N/A | N/A
NIU VALLEY MS | Bldg. K - Library | Library | Fan Coil Unit - Ductless |  | FCU-3 | Mitsubishi | PCA-A42KA5 | 23M00054 | 3.5 ton | Reading Rm | Reading Rm | 2013-08-01 | AS NEEDED | N/A | N/A | N/A | N/A
NIU VALLEY MS | Bldg. K - Library | Library | Fan Coil Unit - Ductless |  | FCU-4 | Mitsubishi | MSZ-GE09NA | 1001731T | 9,000 btuh | Stacks/Wkrm | Stacks/Wkrm | 2013-08-01 | AS NEEDED | N/A | N/A | N/A | N/A
NIU VALLEY MS | Bldg. K - Library | Library | Fan Coil Unit - Ductless |  | FCU-5 | Mitsubishi | MSZ-GE09NA | 1001736T | 9,000 btuh | Stacks/Wkrm | Stacks/Wkrm | 2013-08-01 | AS NEEDED | N/A | N/A | N/A | N/A
NIU VALLEY MS | Bldg. K - Library | Library | Fan Coil Unit - Ductless |  | FCU-6 | Mitsubishi | PCA-A42KA5 | 23M00021 | 3.5 ton | Stacks/Wkrm | Stacks/Wkrm | 2013-08-01 | AS NEEDED | N/A | N/A | N/A | N/A
NIU VALLEY MS | Bldg. K - Library | Library | Fan Coil Unit - Ductless |  | FCU-7 | Mitsubishi | PCA-A42KA5 | 23M00068 | 3.5 ton | Office/Conf | Office/Conf | 2013-08-01 | AS NEEDED | N/A | N/A | N/A | N/A
NIU VALLEY MS | Bldg. K - Library | Library | Fan Coil Unit - Ductless | ADDED | FCU-8 | Mitsubishi | PCA-A42KA5 | 23M00057 | 3.5 tons | Office/Conf | Office/Conf | 2013-08-01 | AS NEEDED | N/A | N/A | N/A | N/A
NIU VALLEY MS | Bldg. L - Administration | Administration | Fan Coil Unit - Ductless |  | FCU-1 | Mitsubishi | MSZ-GE09NA-8 | 4009380 | 9,000 btuh | Conference Rm | Conference Rm | 2015-10-07 | AS NEEDED | N/A | N/A | N/A | N/A
NIU VALLEY MS | Bldg. L - Administration | Administration | Fan Coil Unit - Ductless |  | FCU-2 | Mitsubishi | MSZ-GE12NA-8 | 3022053 | 9,000 btuh | Principal Office | Principal Office | 2015-10-07 | AS NEEDED | N/A | N/A | N/A | N/A
NIU VALLEY MS | Bldg. L - Administration | Administration | Fan Coil Unit - Ductless |  | FCU-3 | Mitsubishi | MSZ-GE09NA-8 | 4003620 | 9,000 btuh | V.P. Rm | V.P. Rm | 2015-10-07 | AS NEEDED | N/A | N/A | N/A | N/A
NIU VALLEY MS | Bldg. L - Administration | Administration | Air-Cooled Condensing Unit |  | ACCU-1 | Mitsubishi | MXZ-3B30NA-1 | 32911245 | 2.5 ton | Offices | Outdoor Enclosure | 2015-10-07 | AS NEEDED | N/A | N/A | N/A | N/A
NIU VALLEY MS | Bldg. R - World Language | Classrooms | Air-Cooled Condensing Unit | NEW | ACCU-1 | Carrier | 38MAQB12R-3 | 1018V20956 | 1 ton | Data Rm/FCU | Outdoor Cage | 2021-05-14 | AS NEEDED | N/A | N/A | N/A | N/A | ADD IN MAXIMO
NIU VALLEY MS | Bldg. R - World Language | Classrooms | Fan Coil Unit - Ductless | NEW | FCU-1 | Carrier | 40MAQB12B--3 | 3118V10497 | 1 ton | Data Room | Data Room | 2021-05-14 | AS NEEDED | N/A | N/A | N/A | N/A | ADD IN MAXIMO
NOELANI ES | Bldg D - Library | Library | Air-Cooled Condensing Unit |  | ACCU-8 | Mitsubishi | SUZ-KA09NA | 66P01388 | 10,900 Btuh | Speech Room | Outdoor | 2021-01-20 | AS NEEDED | N/A | N/A | N/A | N/A
NOELANI ES | Bldg D - Library | Library | Fan Coil Unit |  | FCU-8 | Mitsubishi | SLZ-KA09NA | 85M01797 | 340cfm | Speech Room | Ceiling Cassette | 2021-01-20 | AS NEEDED | N/A | N/A | N/A | N/A
NOELANI ES | Bldg. D - Library | Library | Air-Cooled Condensing Unit |  | ACCU-1 | Mitsubishi | PU-30EK | 35000139B | 3 ton | Main Library | Outdoor | 2013-06-03 | AS NEEDED | N/A | N/A | N/A | N/A
NOELANI ES | Bldg. D - Library | Library | Air-Cooled Condensing Unit |  | ACCU-2 | Mitsubishi | PU-30EK | 35000366B | 3 ton | Main Library | Outdoor | 2013-06-03 | AS NEEDED | N/A | N/A | N/A | N/A
NOELANI ES | Bldg. D - Library | Library | Air-Cooled Condensing Unit |  | ACCU-3 | Mitsubishi | PU-30EK | 35000153B | 3 ton | Main Library | Outdoor | 2013-06-03 | AS NEEDED | N/A | N/A | N/A | N/A
NOELANI ES | Bldg. D - Library | Library | Air-Cooled Condensing Unit |  | ACCU-4 | Mitsubishi | PU-30EK | 35000201B | 3 ton | Main Library | Outdoor | 2013-06-03 | AS NEEDED | N/A | N/A | N/A | N/A
NOELANI ES | Bldg. D - Library | Library | Air-Cooled Condensing Unit |  | ACCU-5 | Mitsubishi | PU-30EK | 35000365B | 3 ton | Main Library | Outdoor | 2013-06-03 | AS NEEDED | N/A | N/A | N/A | N/A
NOELANI ES | Bldg. D - Library | Library | Air-Cooled Condensing Unit |  | ACCU-6 | Mitsubishi | PU-30EK | 35000200B | 3 ton | Servier Room | Outdoor | 2013-06-03 | AS NEEDED | N/A | N/A | N/A | N/A
NOELANI ES | Bldg. D - Library | Library | Air-Cooled Condensing Unit |  | ACCU-7 | Mitsubishi | PU-30EK | 35000057A | 3 ton | Computer Rm | Outdoor | 2013-06-03 | AS NEEDED | N/A | N/A | N/A | N/A
NOELANI ES | Bldg. D - Library | Library | Fan Coil Unit - Ductless |  | FCU-1 | Mitsubishi | AOU36CLX1 | HBN013881 | 3 ton | Main Library | Main Library | 2013-06-03 | AS NEEDED | N/A | N/A | N/A | N/A
NOELANI ES | Bldg. D - Library | Library | Fan Coil Unit - Ductless |  | FCU-2 | Mitsubishi | AOU36CLX1 | HBN013877 | 3 ton | Main Library | Main Library | 2013-06-03 | AS NEEDED | N/A | N/A | N/A | N/A
NOELANI ES | Bldg. D - Library | Library | Fan Coil Unit - Ductless |  | FCU-3 | Mitsubishi | AOU36CLX1 | HBN013831 | 3 ton | Main Library | Main Library | 2013-06-03 | AS NEEDED | N/A | N/A | N/A | N/A
NOELANI ES | Bldg. D - Library | Library | Fan Coil Unit - Ductless |  | FCU-4 | Mitsubishi | AOU36CLX1 | HBN012422 | 3 ton | Main Library | Main Library | 2013-06-03 | AS NEEDED | N/A | N/A | N/A | N/A
NOELANI ES | Bldg. D - Library | Library | Fan Coil Unit - Ductless |  | FCU-5 | Mitsubishi | AOU36CLX1 | HBN012423 | 3 ton | Main Library | Main Library | 2013-06-03 | AS NEEDED | N/A | N/A | N/A | N/A
NOELANI ES | Bldg. D - Library | Library | Fan Coil Unit - Ductless |  | FCU-6 | Mitsubishi | AOU36CLX1 | HBN012360 | 3 ton | Servier Room | Servier Room | 2013-06-03 | AS NEEDED | N/A | N/A | N/A | N/A
NOELANI ES | Bldg. D - Library | Library | Fan Coil Unit - Ductless |  | FCU-7 | Mitsubishi | AOU36CLX1 | HBN012359 | 3 ton | Computer Rm | Computer Rm | 2013-06-03 | AS NEEDED | N/A | N/A | N/A | N/A
NOELANI ES | Bldg. E - Admin | Administration | Air-Cooled Condensing Unit |  | ACCU-1 | Mitsubishi | PUY-A24KA7 | 85U09170C | 2 tons | Admin Office | Admin | 2021-01-20 | AS NEEDED | N/A | N/A | N/A | N/A
NOELANI ES | Bldg. E - Admin | Administration | Fan Coil Unit |  | FCU-1 | Mitsubishi | PCA-A24KA7 | 79M00334 | 670cfm | Admin Office | Ceiling Suspended | 2021-01-20 | AS NEEDED | N/A | N/A | N/A | N/A
NOELANI ES | Bldg H - IDEA Center | New Library | Condensing Unit - Split System |  | CU-1 | Daikin | RXS24LVJU | E019836 | 2 tons | IDF Room | Outside Encl | 2021-07-30 | RECURRING MAINT
NOELANI ES | Bldg H - IDEA Center | New Library | Condensing Unit - VRV |  | CU-2 | Daikin | RXYQ144XATJA | 2002297251 | 12 tons | Main Library/Various | Outside Encl | 2021-07-30 | RECURRING MAINT
NOELANI ES | Bldg H - IDEA Center | New Library | Condensing Unit - VRV |  | CU-3 | Daikin | RXYQ120XATJA | 2005007121 | 10 tons | Main Library/Various | Outside Encl | 2021-07-30 | RECURRING MAINT
NOELANI ES | Bldg H - IDEA Center | New Library | Fan Coil Unit - VRF |  | FCU-1 | Daikin | FXMQ48PBVJU | E0125538 | 4 tons | A-101 | Main Library | 2021-07-30 | RECURRING MAINT
NOELANI ES | Bldg H - IDEA Center | New Library | Fan Coil Unit - VRF |  | FCU-2 | Daikin | FXMQ48PBVJU | E012643 | 4 tons | A-101 | Main Library | 2021-07-30 | RECURRING MAINT
NOELANI ES | Bldg H - IDEA Center | New Library | Fan Coil Unit - VRF |  | FCU-3 | Daikin | FXMQ48PBVJU | E012594 | 510 cfm | A-102 | Multi-Purpose Rm | 2021-07-30 | RECURRING MAINT
NOELANI ES | Bldg H - IDEA Center | New Library | Fan Coil Unit - Split System/Wall Mntd |  | FCU-4 | Daikin | FTXS24LVJU | E037626 | 2 tons | A-110 | IDF Room | 2021-07-30 | RECURRING MAINT
NOELANI ES | Bldg H - IDEA Center | New Library | Fan Coil Unit - VRF |  | FCU-5 | Daikin | FXMQ09PBVJU | E008662 | 230 cfm | A-113 | Workroom | 2021-07-30 | RECURRING MAINT
NOELANI ES | Bldg H - IDEA Center | New Library | Fan Coil Unit - VRF |  | FCU-6 | Daikin | FXZQ09TAVJU | J004691 | 280 cfm | A-103 | Head Lib. Office | 2021-07-30 | RECURRING MAINT
NOELANI ES | Bldg H - IDEA Center | New Library | Outside Air Unit VRF |  | DAOS-1 | Daikin | FXMQ96MFVJU | A001757 | 8 tons | Various Locations | Above A105 & A106 | 2021-07-30 | RECURRING MAINT
NOELANI ES | Bldg. P-4 - Portable Classroom | Portable Classroom | Pack Air Con Unit - Wall Mnt/Vertical |  | PACU-1 | Bard | WA484-A0Z | 236H082524847-02 | 4 tons | Portable P-4 | Bldg Wall Mount | 2008 | RECURRING MAINT |  |  |  |  | Update in maximo; Unit came with modular trailer DAGS JOB NO. 12-36-6390
NOELANI ES | Bldg. P-5 - Portable Classroom | Portable Classroom | Pack Air Con Unit - Wall Mnt/Vertical |  | PACU-1 | Bard | WA484-A0Z | 236F082508951-02 | 4 tons | Portable P-5 | Bldg Wall Mount | 2008 | RECURRING MAINT |  |  |  |  | Update in maximo; Unit came with modular trailer DAGS JOB NO. 12-36-6390
OFO-SCH FOOD SVCS BRANCH | Food Services Building | Food Svcs Bldg | Fan Coil Unit |  | FCU-1 | Mitsubishi | MSY-D30NA | 0000735 | 2.5 ton | Unknown | Unknown | Unknown | AS NEEDED | N/A | N/A | N/A | N/A
OFO-SCH FOOD SVCS BRANCH | Food Services Building | Food Svcs Bldg | Air-Cooled Condensing Unit |  | ACCU-1 | Mitsubishi | MSY-D30NA-1 | 0000670T | 2.5 ton | Unknown | Unknown | Unknown | AS NEEDED | N/A | N/A | N/A | N/A
OFO-SCH FOOD SVCS BRANCH | Food Services Building | Food Svcs Bldg | Fan Coil Unit |  | FCU-2 | Mitsubishi | MSY-D30NA | 0000554 | 2.5 ton | Unknown | Unknown | Unknown | AS NEEDED | N/A | N/A | N/A | N/A
OFO-SCH FOOD SVCS BRANCH | Food Services Building | Food Svcs Bldg | Air-Cooled Condensing Unit |  | ACCU-2 | Mitsubishi | MSY-D30NA-1 | 0000827T | 2.5 ton | Unknown | Unknown | Unknown | AS NEEDED | N/A | N/A | N/A | N/A
OFO-SCH FOOD SVCS BRANCH | Food Services Building | Food Svcs Bldg | Fan Coil Unit |  | FCU-3 | Mitsubishi | MSY-D30NA-8 | 5001789T | 2.5 ton | Unknown | Unknown | Unknown | AS NEEDED | N/A | N/A | N/A | N/A
OFO-SCH FOOD SVCS BRANCH | Food Services Building | Food Svcs Bldg | Air-Cooled Condensing Unit |  | ACCU-3 | Mitsubishi | MSY-D30NA-1 | 5002272T | 2.5 ton | Unknown | Unknown | Unknown | AS NEEDED | N/A | N/A | N/A | N/A
OFO-SCH FOOD SVCS BRANCH | Food Services Building | Food Svcs Bldg | Fan Coil Unit |  | FCU-4 | Mitsubishi | MSY-D30NA-8 | 5002029T | 2.5 ton | Unknown | Unknown | Unknown | AS NEEDED | N/A | N/A | N/A | N/A
OFO-SCH FOOD SVCS BRANCH | Food Services Building | Food Svcs Bldg | Air-Cooled Condensing Unit |  | ACCU-4 | Mitsubishi | MSY-D30NA-1 | 5002271T | 2.5 ton | Unknown | Unknown | Unknown | AS NEEDED | N/A | N/A | N/A | N/A
OFO-SCH FOOD SVCS BRANCH | Food Services Building | Food Svcs Bldg | Fan Coil Unit |  | FCU-5 | Mitsubishi | MSY-D30NA-8 | 5002048T | 2.5 ton | Unknown | Unknown | Unknown | AS NEEDED | N/A | N/A | N/A | N/A
OFO-SCH FOOD SVCS BRANCH | Food Services Building | Food Svcs Bldg | Air-Cooled Condensing Unit |  | ACCU-5 | Mitsubishi | MSY-D30NA-1 | 5002346T | 2.5 ton | Unknown | Unknown | Unknown | AS NEEDED | N/A | N/A | N/A | N/A
OLOMANA SCHOOL | Bldg. Modular Classroom Trailer | Modular Classroom 14A/14B | Packaged Air Con Unit - Vertical |  | PACU-1 | Bard | Unknown | Unknown | 2.5 tons | Modular Classroom 14A/B | Unknown | 2020-05-11 | RECURRING MAINT
OLOMANA SCHOOL | Bldg. P13 - Library | Library | Packaged Air Con Unit - Vertical |  | PACU-1 | Bard | A0ZVP4XXX | 343D133005141-02 | 4 tons | Library | Library | 2014-12-10 | RECURRING MAINT
PALOLO ES | Bldg. D - Library | Library | Packaged Air Con Unit - Vertical |  | PACU-1 | York | DSV120BM2HACIAOA-A | 1211-4929 | 7.5 ton | Library | Mech Room | 1991-01-01 | RECURRING MAINT
POPE ES | Bldg. C - Admin/Library | Admin/Library | Air Handling Unit |  | AHU-1 | Lanco | AH1200/2000/3000 | Unknown | Unknown | Library | Ceiling Spcs | 2014-08-04 | RECURRING MAINT
POPE ES | Bldg. C - Admin/Library | Admin/Library | Air Handling Unit |  | AHU-2 | Lanco | AH1200/2000/3000 | Unknown | Unknown | Library | Ceiling Spcs | 2014-08-04 | RECURRING MAINT
POPE ES | Bldg. C - Admin/Library | Admin/Library | Air Handling Unit |  | AHU-3 | Lanco | AH1200/2000/3000 | Unknown | Unknown | Library | Ceiling Spcs | 2014-08-04 | RECURRING MAINT
POPE ES | Bldg. C - Admin/Library | Admin/Library | Air Handling Unit |  | AHU-4 | Lanco | AH1200/2000/3000 | Unknown | Unknown | Library | Ceiling Spcs | 2014-08-04 | RECURRING MAINT
POPE ES | Bldg. C - Admin/Library | Admin/Library | Air Handling Unit |  | AHU-5 | Lanco | AH1200/2000/3000 | Unknown | Unknown | Conf Room | Ceiling Spcs | 2014-08-04 | RECURRING MAINT
POPE ES | Bldg. C - Admin/Library | Admin/Library | Air-Cooled Condenser |  | ACC-1 | McQuay | LYF222CH | 969506-010 | 25 ton | Library | Mech Room | 2014-08-04 | RECURRING MAINT
POPE ES | Bldg. C - Admin/Library | Admin/Library | Chilled Water Pump |  | CHWP-1 | Pacific | 120528 | Unknown | Unknown | Library | Mech Room | 2014-08-04 | RECURRING MAINT
POPE ES | Bldg. C - Admin/Library | Admin/Library | Air-Cooled Compressor /Chiller |  | CH-1 | York by Johnson Controls | YCAL0028EE17XEB | 2KAM021894 | 25.6 ton | Library | Mech Room | 2014-01-01 | RECURRING MAINT
POPE ES | Bldg. C - Admin/Library | Admin/Library | Electric Duct Heater |  | EH-1 | Unknown | Type DI | Unknown | Unknown | Unknown | Unknown | Unknown | RECURRING MAINT
POPE ES | Bldg. C - Admin/Library | Admin/Library | Electric Duct Heater |  | EH-2 | Unknown | Type DI | Unknown | Unknown | Unknown | Unknown | Unknown | RECURRING MAINT
QUEEN LILI'UOKALANI FACILITIES CAMPUS | Bldg. B - 105 | Offices | Air-Cooled Condensing Unit |  | ACCU-1 | Fujitsu | Unknown | Unknown | 2 tons | Classroom | Unknown | Unknown | AS NEEDED | N/A | N/A | N/A | N/A
QUEEN LILI'UOKALANI FACILITIES CAMPUS | Bldg. B - 105 | Offices | Air-Cooled Condensing Unit |  | ACCU-2 | Fujitsu | Unknown | Unknown | 2 tons | Classroom | Unknown | Unknown | AS NEEDED | N/A | N/A | N/A | N/A
QUEEN LILI'UOKALANI FACILITIES CAMPUS | Bldg. B - 105 | Offices | Air-Cooled Condensing Unit |  | ACCU-3 | Fujitsu | Unknown | Unknown | 2 tons | Classroom | Unknown | Unknown | AS NEEDED | N/A | N/A | N/A | N/A
QUEEN LILI'UOKALANI FACILITIES CAMPUS | Bldg. B - 105 | Offices | Fan Coil Unit |  | FCU-1 | Fujitsu | ABU24RULX | CUA003101 | 2 tons | Classroom | Unknown | Unknown | AS NEEDED | N/A | N/A | N/A | N/A
QUEEN LILI'UOKALANI FACILITIES CAMPUS | Bldg. B - 105 | Offices | Fan Coil Unit |  | FCU-2 | Fujitsu | ABU24RULX | CUA003379 | 2 tons | Classroom | Unknown | Unknown | AS NEEDED | N/A | N/A | N/A | N/A
QUEEN LILI'UOKALANI FACILITIES CAMPUS | Bldg. B - 105 | Offices | Fan Coil Unit |  | FCU-3 | Fujitsu | ABU24RULX | CUA003409 | 2 tons | Classroom | Unknown | Unknown | AS NEEDED | N/A | N/A | N/A | N/A
QUEEN LILI'UOKALANI FACILITIES CAMPUS | Bldg. B - 106 | Offices | Air-Cooled Condensing Unit |  | ACCU-1 | Fujitsu | Unknown | Unknown | 2 tons | Classroom | Unknown | Unknown | AS NEEDED | N/A | N/A | N/A | N/A
QUEEN LILI'UOKALANI FACILITIES CAMPUS | Bldg. B - 106 | Offices | Air-Cooled Condensing Unit |  | ACCU-2 | Fujitsu | Unknown | Unknown | 2 tons | Classroom | Unknown | Unknown | AS NEEDED | N/A | N/A | N/A | N/A
QUEEN LILI'UOKALANI FACILITIES CAMPUS | Bldg. B - 106 | Offices | Fan Coil Unit |  | FCU-1 | Fujitsu | ABU24RULX | CUA003409 | 2 tons | Classroom | Unknown | Unknown | AS NEEDED | N/A | N/A | N/A | N/A
QUEEN LILI'UOKALANI FACILITIES CAMPUS | Bldg. B - 106 | Offices | Fan Coil Unit |  | FCU-2 | Fujitsu | ABU24RULX | CUA003419 | 2 tons | Classroom | Unknown | Unknown | AS NEEDED | N/A | N/A | N/A | N/A
QUEEN LILI'UOKALANI FACILITIES CAMPUS | Bldg. B - 201 | Offices | Air-Cooled Condensing Unit |  | ACCU-1 | Fujitsu | AOU24RLX | CTN008055 | 2 tons | Bldg. B - 201 Offices | Bldg. B - 201 | Unknown | AS NEEDED | N/A | N/A | N/A | N/A
QUEEN LILI'UOKALANI FACILITIES CAMPUS | Bldg. B - 201 | Offices | Air-Cooled Condensing Unit |  | ACCU-2 | Fujitsu | AOU24RLX | CTN008030 | 2 tons | Bldg. B - 201 - Conference Rm. | Bldg. B - 201 | Unknown | AS NEEDED | N/A | N/A | N/A | N/A
QUEEN LILI'UOKALANI FACILITIES CAMPUS | Bldg. B - 201 | Offices | Air-Cooled Condensing Unit |  | ACCU-3 | Fujitsu | Unknown | Unknown | Unknown | Bldg. B - 201 - Conference Rm. | Bldg. B - 201 | Unknown | AS NEEDED | N/A | N/A | N/A | N/A
QUEEN LILI'UOKALANI FACILITIES CAMPUS | Bldg. B - 201 | Offices | Fan Coil Unit |  | FCU-1 | Fujitsu | ABU24RULX | CUA003530 | 2 tons | Bldg. B - 201 Offices | Bldg. B - 201 | Unknown | AS NEEDED | N/A | N/A | N/A | N/A
QUEEN LILI'UOKALANI FACILITIES CAMPUS | Bldg. B - 201 | Offices | Fan Coil Unit |  | FCU-2 | Fujitsu | Unknown | Unknown | Unknown | Bldg. B - 201 - Conference Rm. | Bldg. B - 201 | Unknown | AS NEEDED | N/A | N/A | N/A | N/A
QUEEN LILI'UOKALANI FACILITIES CAMPUS | Bldg. B - 201 | Offices | Fan Coil Unit |  | FCU-3 | Fujitsu | ABU24RULX | CUA003433 | 2 tons | Bldg. B - 201 - Conference Rm. | Bldg. B - 201 | Unknown | AS NEEDED | N/A | N/A | N/A | N/A
QUEEN LILI'UOKALANI FACILITIES CAMPUS | Bldg. B - 202 | Offices | Air-Cooled Condensing Unit |  | ACCU-1 | Fujitsu | AOU24RLX | CTN008033 | 2 tons | Bldg. B - 202 PM Office | Bldg. B - 202 | Unknown | AS NEEDED | N/A | N/A | N/A | N/A
QUEEN LILI'UOKALANI FACILITIES CAMPUS | Bldg. B - 202 | Offices | Air-Cooled Condensing Unit |  | ACCU-2 | Fujitsu | AOU24RLX | CTN008054 | 2 tons | Bldg. B - 202 PM Office | Bldg. B - 202 | Unknown | AS NEEDED | N/A | N/A | N/A | N/A
QUEEN LILI'UOKALANI FACILITIES CAMPUS | Bldg. B - 202 | Offices | Fan Coil Unit |  | FCU-1 | Fujitsu | ABU24RULX | CUA003429 | 2 tons | Bldg. B - 202 PM Office | Bldg. B - 202 | Unknown | AS NEEDED | N/A | N/A | N/A | N/A
QUEEN LILI'UOKALANI FACILITIES CAMPUS | Bldg. B - 202 | Offices | Fan Coil Unit |  | FCU-2 | Fujitsu | ABU24RULX | CUA003444 | 2 tons | Bldg. B - 202 PM Office | Bldg. B - 202 | Unknown | AS NEEDED | N/A | N/A | N/A | N/A
QUEEN LILI'UOKALANI FACILITIES CAMPUS | Bldg. B - 203 | Offices | Air-Cooled Condensing Unit |  | ACCU-1 | Fujitsu | AOU24RLX | CTN008035 | 2 tons | Bldg. B - 203 PM Office | Bldg. B - 203 | Unknown | AS NEEDED | N/A | N/A | N/A | N/A
QUEEN LILI'UOKALANI FACILITIES CAMPUS | Bldg. B - 203 | Offices | Air-Cooled Condensing Unit |  | ACCU-2 | Fujitsu | AOU24RLX | CTN008034 | 2 tons | Bldg. B - 203 PM Office | Bldg. B - 203 | Unknown | AS NEEDED | N/A | N/A | N/A | N/A
QUEEN LILI'UOKALANI FACILITIES CAMPUS | Bldg. B - 203 | Offices | Fan Coil Unit |  | FCU-1 | Fujitsu | ABU24RULX | CUA003103 | 2 tons | Bldg. B - 203 PM Office | Bldg. B - 203 | Unknown | AS NEEDED | N/A | N/A | N/A | N/A
QUEEN LILI'UOKALANI FACILITIES CAMPUS | Bldg. B - 203 | Offices | Fan Coil Unit |  | FCU-2 | Fujitsu | ABU24RULX | CUA003430 | 2 tons | Bldg. B - 203 PM Office | Bldg. B - 203 | Unknown | AS NEEDED | N/A | N/A | N/A | N/A
QUEEN LILI'UOKALANI FACILITIES CAMPUS | Bldg. B - 204 | Offices | Air-Cooled Condensing Unit |  | ACCU-1 | Fujitsu | Unknown | Unknown | Unknown | Bldg. B - 204 Training Rm. | Bldg. B - 204 | Unknown | AS NEEDED | N/A | N/A | N/A | N/A
QUEEN LILI'UOKALANI FACILITIES CAMPUS | Bldg. B - 204 | Offices | Air-Cooled Condensing Unit |  | ACCU-2 | Fujitsu | Unknown | Unknown | Unknown | Bldg. B - 204 Training Rm. | Bldg. B - 204 | Unknown | AS NEEDED | N/A | N/A | N/A | N/A
QUEEN LILI'UOKALANI FACILITIES CAMPUS | Bldg. B - 204 | Offices | Fan Coil Unit |  | FCU-1 | Fujitsu | Unknown | Unknown | Unknown | Bldg. B - 204 Training Rm. | Bldg. B - 204 | Unknown | AS NEEDED | N/A | N/A | N/A | N/A
QUEEN LILI'UOKALANI FACILITIES CAMPUS | Bldg. B - 204 | Offices | Fan Coil Unit |  | FCU-2 | Fujitsu | Unknown | Unknown | Unknown | Bldg. B - 204 Training Rm. | Bldg. B - 204 | Unknown | AS NEEDED | N/A | N/A | N/A | N/A
QUEEN LILI'UOKALANI FACILITIES CAMPUS | Bldg. B - 205 | Offices | Air-Cooled Condensing Unit | ACCU-34013 | ACCU-B1 | Daikin | RZQ24TAVJU | E000815 | 2 tons | Classroom - B205 | Classroom Exterior | 2022-02-10 | AS NEEDED | N/A | N/A | N/A | N/A | Replaced P25207-22; Add in maximo; Add Supplemental#1
QUEEN LILI'UOKALANI FACILITIES CAMPUS | Bldg. B - 205 | Offices | Air-Cooled Condensing Unit | ACCU-34014 | ACCU-B2 | Daikin | RZQ24TAVJU | E000814 | 2 tons | Classroom - B205 | Classroom Exterior | 2022-02-10 | AS NEEDED | N/A | N/A | N/A | N/A | Replaced P25207-22; Add in maximo; Add Supplemental#1
QUEEN LILI'UOKALANI FACILITIES CAMPUS | Bldg. B - 205 | Offices | Fan Coil Unit | FCU-34015 | FCU-B1 | Daikin | FHQ24PVJU | E00927 | 2 tons | Classroom - B205 | Classroom - Window | 2022-02-10 | AS NEEDED | N/A | N/A | N/A | N/A | Replaced P25207-22; Add in maximo; Add Supplemental#1
QUEEN LILI'UOKALANI FACILITIES CAMPUS | Bldg. B - 205 | Offices | Fan Coil Unit | FCU-34016 | FCU-B2 | Daikin | FHQ24PVJU | E00875 | 2 tons | Classroom - B205 | Classroom - Window | 2022-02-10 | AS NEEDED | N/A | N/A | N/A | N/A | Replaced P25207-22; Add in maximo; Add Supplemental#1
QUEEN LILI'UOKALANI FACILITIES CAMPUS | Bldg. B - 206 | Offices | Air-Cooled Condensing Unit |  | ACCU-1 | Fujitsu | AOU24RLX | CTN00 | 2 tons | Bldg. B - 206 PM Office | Bldg. B - 206 | Unknown | AS NEEDED | N/A | N/A | N/A | N/A
QUEEN LILI'UOKALANI FACILITIES CAMPUS | Bldg. B - 206 | Offices | Air-Cooled Condensing Unit |  | ACCU-2 | Fujitsu | AOU24RLX | CTN00 | 2 tons | Bldg. B - 206 PM Office | Bldg. B - 206 | Unknown | AS NEEDED | N/A | N/A | N/A | N/A
QUEEN LILI'UOKALANI FACILITIES CAMPUS | Bldg. B - 206 | Offices | Fan Coil Unit |  | FCU-1 | Fujitsu | ABU24RULX | CUA003408 | 2 tons | Bldg. B - 206 PM Office | Bldg. B - 206 | Unknown | AS NEEDED | N/A | N/A | N/A | N/A
QUEEN LILI'UOKALANI FACILITIES CAMPUS | Bldg. B - 206 | Offices | Fan Coil Unit |  | FCU-2 | Fujitsu | ABU24RULX | CUA003446 | 2 tons | Bldg. B - 206 PM Office | Bldg. B - 206 | Unknown | AS NEEDED | N/A | N/A | N/A | N/A
QUEEN LILI'UOKALANI FACILITIES CAMPUS | Bldg. B - 301 | Offices | Air-Cooled Condensing Unit |  | ACCU-1 | Fujitsu | AOU24RLX | CTN008065 | 2 tons | Bldg. B - 301 Data Governance | Bldg. B - 301 | Unknown | AS NEEDED | N/A | N/A | N/A | N/A
QUEEN LILI'UOKALANI FACILITIES CAMPUS | Bldg. B - 301 | Offices | Air-Cooled Condensing Unit |  | ACCU-2 | Fujitsu | AOU24RLX | CTN008029 | 2 tons | Bldg. B - 301 Data Governance | Bldg. B - 301 | Unknown | AS NEEDED | N/A | N/A | N/A | N/A
QUEEN LILI'UOKALANI FACILITIES CAMPUS | Bldg. B - 301 | Offices | Fan Coil Unit |  | FCU-1 | Fujitsu | ABU24RULX | CUA003458 | 2 tons | Bldg. B - 301 Data Governance | Bldg. B - 301 | Unknown | AS NEEDED | N/A | N/A | N/A | N/A
QUEEN LILI'UOKALANI FACILITIES CAMPUS | Bldg. B - 301 | Offices | Fan Coil Unit |  | FCU-2 | Fujitsu | ABU24RULX | CUA003459 | 2 tons | Bldg. B - 301 Data Governance | Bldg. B - 301 | Unknown | AS NEEDED | N/A | N/A | N/A | N/A
QUEEN LILI'UOKALANI FACILITIES CAMPUS | Bldg. B - 302 | Offices | Air-Cooled Condensing Unit |  | ACCU-1 | Fujitsu | AOU24RLX | CTN008068 | 2 tons | Bldg. B - 302 Data Governance | Bldg. B - 302 | Unknown | AS NEEDED | N/A | N/A | N/A | N/A
QUEEN LILI'UOKALANI FACILITIES CAMPUS | Bldg. B - 302 | Offices | Air-Cooled Condensing Unit |  | ACCU-2 | Fujitsu | AOU24RLX | CTN008032 | 2 tons | Bldg. B - 302 Data Governance | Bldg. B - 302 | Unknown | AS NEEDED | N/A | N/A | N/A | N/A
QUEEN LILI'UOKALANI FACILITIES CAMPUS | Bldg. B - 302 | Offices | Fan Coil Unit |  | FCU-1 | Fujitsu | ABU24RULX | CUA003454 | 2 tons | Bldg. B - 302 Data Governance | Bldg. B - 302 | Unknown | AS NEEDED | N/A | N/A | N/A | N/A
QUEEN LILI'UOKALANI FACILITIES CAMPUS | Bldg. B - 302 | Offices | Fan Coil Unit |  | FCU-2 | Fujitsu | ABU24RULX | CUA003453 | 2 tons | Bldg. B - 302 Data Governance | Bldg. B - 302 | Unknown | AS NEEDED | N/A | N/A | N/A | N/A
QUEEN LILI'UOKALANI FACILITIES CAMPUS | Bldg. B - 303 | Offices | Air-Cooled Condensing Unit |  | ACCU-1 | Fujitsu | AOU24RLX | CTN008070 | 2 tons | Bldg. B - 303 Data Governance | Bldg. B - 303 | Unknown | AS NEEDED | N/A | N/A | N/A | N/A
QUEEN LILI'UOKALANI FACILITIES CAMPUS | Bldg. B - 303 | Offices | Air-Cooled Condensing Unit |  | ACCU-2 | Fujitsu | AOU24RLX | CTN008069 | 2 tons | Bldg. B - 303 Data Governance | Bldg. B - 303 | Unknown | AS NEEDED | N/A | N/A | N/A | N/A
QUEEN LILI'UOKALANI FACILITIES CAMPUS | Bldg. B - 303 | Offices | Fan Coil Unit |  | FCU-1 | Fujitsu | ABU24RULX | CUA003452 | 2 tons | Bldg. B - 303 Data Governance | Bldg. B - 303 | Unknown | AS NEEDED | N/A | N/A | N/A | N/A
QUEEN LILI'UOKALANI FACILITIES CAMPUS | Bldg. B - 303 | Offices | Fan Coil Unit |  | FCU-2 | Fujitsu | ABU24RULX | CUA003428 | 2 tons | Bldg. B - 303 Data Governance | Bldg. B - 303 | Unknown | AS NEEDED | N/A | N/A | N/A | N/A
QUEEN LILI'UOKALANI FACILITIES CAMPUS | Bldg. C - 107 | Offices | Air-Cooled Condensing Unit |  | ACCU-1 | Fujitsu | Unknown | Unknown | 2 tons | Classroom | Unknown | Unknown | AS NEEDED | N/A | N/A | N/A | N/A
QUEEN LILI'UOKALANI FACILITIES CAMPUS | Bldg. C - 107 | Offices | Air-Cooled Condensing Unit |  | ACCU-2 | Fujitsu | Unknown | Unknown | 2 tons | Classroom | Unknown | Unknown | AS NEEDED | N/A | N/A | N/A | N/A
QUEEN LILI'UOKALANI FACILITIES CAMPUS | Bldg. C - 107 | Offices | Fan Coil Unit |  | FCU-1 | Fujitsu | ABU24RULX | CUA003456 | 2 tons | Classroom | Unknown | Unknown | AS NEEDED | N/A | N/A | N/A | N/A
QUEEN LILI'UOKALANI FACILITIES CAMPUS | Bldg. C - 107 | Offices | Fan Coil Unit |  | FCU-2 | Fujitsu | ABU24RULX | CUA003455 | 2 tons | Classroom | Unknown | Unknown | AS NEEDED | N/A | N/A | N/A | N/A
QUEEN LILI'UOKALANI FACILITIES CAMPUS | Bldg. C - 108 | Offices | Air-Cooled Condensing Unit |  | ACCU-1 | Fujitsu | Unknown | Unknown | 2 tons | Classroom | Unknown | Unknown | AS NEEDED | N/A | N/A | N/A | N/A
QUEEN LILI'UOKALANI FACILITIES CAMPUS | Bldg. C - 108 | Offices | Air-Cooled Condensing Unit |  | ACCU-2 | Fujitsu | Unknown | Unknown | 2 tons | Classroom | Unknown | Unknown | AS NEEDED | N/A | N/A | N/A | N/A
QUEEN LILI'UOKALANI FACILITIES CAMPUS | Bldg. C - 108 | Offices | Air-Cooled Condensing Unit |  | ACCU-3 | Fujitsu | Unknown | Unknown | 2 tons | Classroom | Unknown | Unknown | AS NEEDED | N/A | N/A | N/A | N/A
QUEEN LILI'UOKALANI FACILITIES CAMPUS | Bldg. C - 108 | Offices | Fan Coil Unit |  | FCU-1 | Fujitsu | ABU24RULX | CUA003451 | 2 tons | Classroom | Unknown | Unknown | AS NEEDED | N/A | N/A | N/A | N/A
QUEEN LILI'UOKALANI FACILITIES CAMPUS | Bldg. C - 108 | Offices | Fan Coil Unit |  | FCU-2 | Fujitsu | ABU24RULX | CUA003450 | 2 tons | Classroom | Unknown | Unknown | AS NEEDED | N/A | N/A | N/A | N/A
QUEEN LILI'UOKALANI FACILITIES CAMPUS | Bldg. C - 108 | Offices | Fan Coil Unit |  | FCU-3 | Fujitsu | ABU24RULX | CUA003097 | 2 tons | Classroom | Unknown | Unknown | AS NEEDED | N/A | N/A | N/A | N/A
QUEEN LILI'UOKALANI FACILITIES CAMPUS | Bldg. C - 109 | Offices | Air-Cooled Condensing Unit |  | ACCU-1 | Fujitsu | Unknown | Unknown | 2 tons | Classroom | Unknown | Unknown | AS NEEDED | N/A | N/A | N/A | N/A
QUEEN LILI'UOKALANI FACILITIES CAMPUS | Bldg. C - 109 | Offices | Air-Cooled Condensing Unit |  | ACCU-2 | Fujitsu | Unknown | Unknown | 2 tons | Classroom | Unknown | Unknown | AS NEEDED | N/A | N/A | N/A | N/A
QUEEN LILI'UOKALANI FACILITIES CAMPUS | Bldg. C - 109 | Offices | Fan Coil Unit |  | FCU-1 | Fujitsu | ABU24RULX | CUA003449 | 2 tons | Classroom | Unknown | Unknown | AS NEEDED | N/A | N/A | N/A | N/A
QUEEN LILI'UOKALANI FACILITIES CAMPUS | Bldg. C - 109 | Offices | Fan Coil Unit |  | FCU-2 | Fujitsu | ABU24RULX | CUA003457 | 2 tons | Classroom | Unknown | Unknown | AS NEEDED | N/A | N/A | N/A | N/A
QUEEN LILI'UOKALANI FACILITIES CAMPUS | Bldg. C - 207 | Offices | Air-Cooled Condensing Unit |  | ACCU-1 | Fujitsu | AOU24RLX | CTN00 | 2 tons | Bldg. C - 207 Planning Offices | Bldg. C - 207 | Unknown | AS NEEDED | N/A | N/A | N/A | N/A
QUEEN LILI'UOKALANI FACILITIES CAMPUS | Bldg. C - 207 | Offices | Air-Cooled Condensing Unit |  | ACCU-2 | Fujitsu | AOU24RLX | CTN00 | 2 tons | Bldg. C - 207 Planning Offices | Bldg. C - 207 | Unknown | AS NEEDED | N/A | N/A | N/A | N/A
QUEEN LILI'UOKALANI FACILITIES CAMPUS | Bldg. C - 207 | Offices | Fan Coil Unit |  | FCU-1 | Fujitsu | ABU24RULX | CUA003116 | 2 tons | Bldg. C - 207 Planning Offices | Bldg. C - 207 | Unknown | AS NEEDED | N/A | N/A | N/A | N/A
QUEEN LILI'UOKALANI FACILITIES CAMPUS | Bldg. C - 207 | Offices | Fan Coil Unit |  | FCU-2 | Fujitsu | ABU24RULX | CUA003439 | 2 tons | Bldg. C - 207 Planning Offices | Bldg. C - 207 | Unknown | AS NEEDED | N/A | N/A | N/A | N/A
QUEEN LILI'UOKALANI FACILITIES CAMPUS | Bldg. C - 208 | Offices | Air-Cooled Condensing Unit |  | ACCU-1 | Fujitsu | AOU24RLX | CTN00 | 2 tons | Bldg. C - 208 Planning Offices | Bldg. C - 208 | Unknown | AS NEEDED | N/A | N/A | N/A | N/A
QUEEN LILI'UOKALANI FACILITIES CAMPUS | Bldg. C - 208 | Offices | Air-Cooled Condensing Unit |  | ACCU-2 | Fujitsu | AOU24RLX | CTN00 | 2 tons | Bldg. C - 208 Planning Offices | Bldg. C - 208 | Unknown | AS NEEDED | N/A | N/A | N/A | N/A
QUEEN LILI'UOKALANI FACILITIES CAMPUS | Bldg. C - 208 | Offices | Fan Coil Unit |  | FCU-1 | Fujitsu | ABU24RULX | CUA003460 | 2 tons | Bldg. C - 208 Planning Offices | Bldg. C - 208 | Unknown | AS NEEDED | N/A | N/A | N/A | N/A
QUEEN LILI'UOKALANI FACILITIES CAMPUS | Bldg. C - 208 | Offices | Fan Coil Unit |  | FCU-2 | Fujitsu | ABU24RULX | CUA003447 | 2 tons | Bldg. C - 208 Planning Offices | Bldg. C - 208 | Unknown | AS NEEDED | N/A | N/A | N/A | N/A
QUEEN LILI'UOKALANI FACILITIES CAMPUS | Bldg. C - 209 | Offices | Air-Cooled Condensing Unit |  | ACCU-1 | Fujitsu | AOU24RLX | CTN00 | 2 tons | Bldg. C - 209 Planning Offices | Bldg. C - 209 | Unknown | AS NEEDED | N/A | N/A | N/A | N/A
QUEEN LILI'UOKALANI FACILITIES CAMPUS | Bldg. C - 209 | Offices | Air-Cooled Condensing Unit |  | ACCU-2 | Fujitsu | AOU24RLX | CTN00 | 2 tons | Bldg. C - 209 Planning Offices | Bldg. C - 209 | Unknown | AS NEEDED | N/A | N/A | N/A | N/A
QUEEN LILI'UOKALANI FACILITIES CAMPUS | Bldg. C - 209 | Offices | Air-Cooled Condensing Unit |  | ACCU-3 | Fujitsu | Unknown | Unknown | Unknown | Bldg. C - 209 Planning Offices | Bldg. C - 209 | Unknown | AS NEEDED | N/A | N/A | N/A | N/A
QUEEN LILI'UOKALANI FACILITIES CAMPUS | Bldg. C - 209 | Offices | Fan Coil Unit |  | FCU-1 | Fujitsu | ABU24RULX | CUA003445 | 2 tons | Bldg. C - 209 Planning Offices | Bldg. C - 209 | Unknown | AS NEEDED | N/A | N/A | N/A | N/A
QUEEN LILI'UOKALANI FACILITIES CAMPUS | Bldg. C - 209 | Offices | Fan Coil Unit |  | FCU-2 | Fujitsu | ABU24RULX | CUA003122 | 2 tons | Bldg. C - 209 Planning Offices | Bldg. C - 209 | Unknown | AS NEEDED | N/A | N/A | N/A | N/A
QUEEN LILI'UOKALANI FACILITIES CAMPUS | Bldg. C - 209 | Offices | Fan Coil Unit |  | FCU-3 | Fujitsu | Unknown | Unknown | Unknown | Bldg. C - 209 Planning Offices | Bldg. C - 209 | Unknown | AS NEEDED | N/A | N/A | N/A | N/A
QUEEN LILI'UOKALANI FACILITIES CAMPUS | Bldg. C - 210 | Offices | Air-Cooled Condensing Unit |  | ACCU-1 | Fujitsu | AOU24RLX | CTN007885 | 2 tons | Bldg. C - 210 Auxilliary Svcs | Bldg. C - 210 | Unknown | AS NEEDED | N/A | N/A | N/A | N/A
QUEEN LILI'UOKALANI FACILITIES CAMPUS | Bldg. C - 210 | Offices | Air-Cooled Condensing Unit |  | ACCU-2 | Fujitsu | AOU24RLX | CTN007890 | 2 tons | Bldg. C - 210 Auxilliary Svcs | Bldg. C - 210 | Unknown | AS NEEDED | N/A | N/A | N/A | N/A
QUEEN LILI'UOKALANI FACILITIES CAMPUS | Bldg. C - 210 | Offices | Fan Coil Unit |  | FCU-1 | Fujitsu | ABU24RULX | CUA003437 | 2 tons | Bldg. C - 210 Auxilliary Svcs | Bldg. C - 210 | Unknown | AS NEEDED | N/A | N/A | N/A | N/A
QUEEN LILI'UOKALANI FACILITIES CAMPUS | Bldg. C - 210 | Offices | Fan Coil Unit |  | FCU-2 | Fujitsu | ABU24RULX | CUA003461 | 2 tons | Bldg. C - 210 Auxilliary Svcs | Bldg. C - 210 | Unknown | AS NEEDED | N/A | N/A | N/A | N/A
QUEEN LILI'UOKALANI FACILITIES CAMPUS | Bldg. C - 211 | Offices | Air-Cooled Condensing Unit |  | ACCU-1 | Fujitsu | AOU24RLX | CTN007887 | 2 tons | Bldg. C - 211 Auxilliary Svcs | Bldg. C - 211 | Unknown | AS NEEDED | N/A | N/A | N/A | N/A
QUEEN LILI'UOKALANI FACILITIES CAMPUS | Bldg. C - 211 | Offices | Air-Cooled Condensing Unit |  | ACCU-2 | Fujitsu | AOU24RLX | CTN007800 | 2 tons | Bldg. C - 211 Auxilliary Svcs | Bldg. C - 211 | Unknown | AS NEEDED | N/A | N/A | N/A | N/A
QUEEN LILI'UOKALANI FACILITIES CAMPUS | Bldg. C - 211 | Offices | Fan Coil Unit |  | FCU-1 | Fujitsu | ABU24RULX | CUA003438 | 2 tons | Bldg. C - 211 Auxilliary Svcs | Bldg. C - 211 | Unknown | AS NEEDED | N/A | N/A | N/A | N/A
QUEEN LILI'UOKALANI FACILITIES CAMPUS | Bldg. C - 211 | Offices | Fan Coil Unit |  | FCU-2 | Fujitsu | ABU24RULX | CUA003411 | 2 tons | Bldg. C - 211 Auxilliary Svcs | Bldg. C - 211 | Unknown | AS NEEDED | N/A | N/A | N/A | N/A
QUEEN LILI'UOKALANI FACILITIES CAMPUS | Bldg. C - 212 | Offices | Air-Cooled Condensing Unit |  | ACCU-1 | Fujitsu | AOU24RLX | CTN008067 | 2 tons | Bldg. C - 212 Auxilliary Svcs | Bldg. C - 212 | Unknown | AS NEEDED | N/A | N/A | N/A | N/A
QUEEN LILI'UOKALANI FACILITIES CAMPUS | Bldg. C - 212 | Offices | Air-Cooled Condensing Unit |  | ACCU-2 | Fujitsu | AOU24RLX | CTN008066 | 2 tons | Bldg. C - 212 Auxilliary Svcs | Bldg. C - 212 | Unknown | AS NEEDED | N/A | N/A | N/A | N/A
QUEEN LILI'UOKALANI FACILITIES CAMPUS | Bldg. C - 212 | Offices | Fan Coil Unit |  | FCU-1 | Fujitsu | ABU24RULX | CUA003398 | 2 tons | Bldg. C - 212 Auxilliary Svcs | Bldg. C - 212 | Unknown | AS NEEDED | N/A | N/A | N/A | N/A
QUEEN LILI'UOKALANI FACILITIES CAMPUS | Bldg. C - 212 | Offices | Fan Coil Unit |  | FCU-2 | Fujitsu | ABU24RULX | CUA003435 | 2 tons | Bldg. C - 212 Auxilliary Svcs | Bldg. C - 212 | Unknown | AS NEEDED | N/A | N/A | N/A | N/A
QUEEN LILI'UOKALANI FACILITIES CAMPUS | Bldg. C - 310 | Offices | Air-Cooled Condensing Unit |  | ACCU-1 | Fujitsu | AOU24RLX | CTN007873 | 2 tons | Bldg. C - 310 Teacher Induction | Bldg. C - 310 | Unknown | AS NEEDED | N/A | N/A | N/A | N/A
QUEEN LILI'UOKALANI FACILITIES CAMPUS | Bldg. C - 310 | Offices | Air-Cooled Condensing Unit |  | ACCU-2 | Fujitsu | AOU24RLX | CTN007874 | 2 tons | Bldg. C - 310 Teacher Induction | Bldg. C - 310 | Unknown | AS NEEDED | N/A | N/A | N/A | N/A
QUEEN LILI'UOKALANI FACILITIES CAMPUS | Bldg. C - 310 | Offices | Fan Coil Unit |  | FCU-1 | Fujitsu | ABU24RULX | CUA003402 | 2 tons | Bldg. C - 310 Teacher Induction | Bldg. C - 310 | Unknown | AS NEEDED | N/A | N/A | N/A | N/A
QUEEN LILI'UOKALANI FACILITIES CAMPUS | Bldg. C - 310 | Offices | Fan Coil Unit |  | FCU-2 | Fujitsu | ABU24RULX | CUA003399 | 2 tons | Bldg. C - 310 Teacher Induction | Bldg. C - 310 | Unknown | AS NEEDED | N/A | N/A | N/A | N/A
QUEEN LILI'UOKALANI FACILITIES CAMPUS | Bldg. C - 311 | Offices | Air-Cooled Condensing Unit |  | ACCU-1 | Fujitsu | AOU24RLX | CTN007771 | 2 tons | Bldg. C - 311 SSEPB | Bldg. C - 311 | Unknown | AS NEEDED | N/A | N/A | N/A | N/A
QUEEN LILI'UOKALANI FACILITIES CAMPUS | Bldg. C - 311 | Offices | Air-Cooled Condensing Unit |  | ACCU-2 | Fujitsu | AOU24RLX | CTN007731 | 2 tons | Bldg. C - 311 SSEPB | Bldg. C - 311 | Unknown | AS NEEDED | N/A | N/A | N/A | N/A
QUEEN LILI'UOKALANI FACILITIES CAMPUS | Bldg. C - 311 | Offices | Fan Coil Unit |  | FCU-1 | Fujitsu | ABU24RULX | CUA003434 | 2 tons | Bldg. C - 312 SSEPB | Bldg. C - 312 | Unknown | AS NEEDED | N/A | N/A | N/A | N/A
QUEEN LILI'UOKALANI FACILITIES CAMPUS | Bldg. C - 311 | Offices | Fan Coil Unit |  | FCU-2 | Fujitsu | ABU24RULX | CUA003427 | 2 tons | Bldg. C - 311 SSEPB | Bldg. C - 311 | Unknown | AS NEEDED | N/A | N/A | N/A | N/A
QUEEN LILI'UOKALANI FACILITIES CAMPUS | Bldg. C - 312 | Offices | Air-Cooled Condensing Unit |  | ACCU-1 | Fujitsu | AOU24RLX | CTN008057 | 2 tons | Bldg. C - 312 SSEPB | Bldg. C - 312 | Unknown | AS NEEDED | N/A | N/A | N/A | N/A
QUEEN LILI'UOKALANI FACILITIES CAMPUS | Bldg. C - 312 | Offices | Air-Cooled Condensing Unit |  | ACCU-2 | Fujitsu | AOU24RLX | CTN008031 | 2 tons | Bldg. C - 312 SSEPB | Bldg. C - 312 | Unknown | AS NEEDED | N/A | N/A | N/A | N/A
QUEEN LILI'UOKALANI FACILITIES CAMPUS | Bldg. C - 312 | Offices | Fan Coil Unit |  | FCU-1 | Fujitsu | ABU24RULX | CUA003436 | 2 tons | Bldg. C - 311 SSEPB | Bldg. C - 311 | Unknown | AS NEEDED | N/A | N/A | N/A | N/A
QUEEN LILI'UOKALANI FACILITIES CAMPUS | Bldg. C - 312 | Offices | Fan Coil Unit |  | FCU-2 | Fujitsu | ABU24RULX | CUA003397 | 2 tons | Bldg. C - 312 SSEPB | Bldg. C - 312 | Unknown | AS NEEDED | N/A | N/A | N/A | N/A
QUEEN LILI'UOKALANI FACILITIES CAMPUS | Bldg. C - I.T. Office & Room | I.T. Room and I.T. Office | Air-Cooled Condensing Unit | ACCU-34122 | ACCU-1 | Daikin | RK24AXVJU | K003771 | 2 tons | IT Office | Office Exterior | 2022-02-10 | AS NEEDED | N/A | N/A | N/A | N/A | Replaced P25207-22; Add in maximo; Add Supplemental#1
QUEEN LILI'UOKALANI FACILITIES CAMPUS | Bldg. C - I.T. Office & Room | I.T. Room and I.T. Office | Air-Cooled Condensing Unit | ACCU-34123 | ACCU-2 | Daikin | RK24AXVJU | K003799 | 2 tons | IT Office | Office Exterior | 2022-02-10 | AS NEEDED | N/A | N/A | N/A | N/A | Replaced P25207-22; Add in maximo; Add Supplemental#1
QUEEN LILI'UOKALANI FACILITIES CAMPUS | Bldg. C - I.T. Server Room | I.T. Room and I.T. Office | Air-Cooled Condensing Unit | ACCU-34124 | ACCU-3 | Daikin | RK24AXVJU | K003770 | 2 tons | Server Room | Bldg. C - 2nd flr ledge | 2022-02-10 | AS NEEDED | N/A | N/A | N/A | N/A | Replaced P25207-22; Add in maximo; Add Supplemental#1
QUEEN LILI'UOKALANI FACILITIES CAMPUS | Bldg. C - I.T. Office & Room | I.T. Room and I.T. Office | Fan Coil Unit | FCU-34125 | FCU-1 | Daikin | FTK24AXVJU | K005018 | 2 tons | IT Office | IT Offices | 2022-02-10 | AS NEEDED | N/A | N/A | N/A | N/A | Replaced P25207-22; Add in maximo; Add Supplemental#1
QUEEN LILI'UOKALANI FACILITIES CAMPUS | Bldg. C - I.T. Office & Room | I.T. Room and I.T. Office | Fan Coil Unit | FCU-34126 | FCU-2 | Daikin | FTK24AXVJU | K005197 | 2 tons | IT Office | IT Offices | 2022-02-10 | AS NEEDED | N/A | N/A | N/A | N/A | Replaced P25207-22; Add in maximo; Add Supplemental#1
QUEEN LILI'UOKALANI FACILITIES CAMPUS | Bldg. C - I.T. Server Room | I.T. Room and I.T. Office | Fan Coil Unit | FCU-34127 | FCU-3 | Daikin | FTK24AXVJU | K005883 | 2 tons | Server Room | Servier Room | 2022-02-10 | AS NEEDED | N/A | N/A | N/A | N/A | Replaced P25207-22; Add in maximo; Add Supplemental#1
QUEEN LILI'UOKALANI FACILITIES CAMPUS | Bldg D - Data Center | Data Center | Air-Cooled Condensing Unit |  | ACCU 1 | LG | ARUN096DT3 | 401KAJP00004 | 8 tons | IT Office | Outside Cage Mauka | 2015-03-27 | RECURRING MAINT
QUEEN LILI'UOKALANI FACILITIES CAMPUS | Bldg D - Data Center | Data Center | Fan Coil Unit |  | FCU 1-1 | LG | ARNU483B8A2 | Unknown | 4 tons | IT Office | IT Offices | 2015-03-27 | RECURRING MAINT
QUEEN LILI'UOKALANI FACILITIES CAMPUS | Bldg D - Data Center | Data Center | Fan Coil Unit |  | FCU 1-2 | LG | ARNU483B8A2 | Unknown | 4 tons | IT Office | IT Offices | 2015-03-27 | RECURRING MAINT
QUEEN LILI'UOKALANI FACILITIES CAMPUS | Bldg D - Data Center | Data Center | Air-Cooled Condensing Unit |  | ACCU 2-1 | LG | ARUN121DT3 | Unknown | 10 tons | Server Farm | Outside Cage Mauka | 2015-03-27 | RECURRING MAINT
QUEEN LILI'UOKALANI FACILITIES CAMPUS | Bldg D - Data Center | Data Center | Air-Cooled Condensing Unit |  | ACCU 2-2 | LG | ARUN072DT3 | Unknown | 6 tons | Server Farm | Outside Cage Mauka | 2015-03-27 | RECURRING MAINT
QUEEN LILI'UOKALANI FACILITIES CAMPUS | Bldg D - Data Center | Data Center | Fan Coil Unit |  | FCU 2-1 | LG | ARNU963B8A2 | Unknown | 8 tons | Server Farm | Ewa Mech Room | 2015-03-27 | RECURRING MAINT
QUEEN LILI'UOKALANI FACILITIES CAMPUS | Bldg D - Data Center | Data Center | Fan Coil Unit |  | FCU 2-2 | LG | ARNU963B8A2 | Unknown | 8 tons | Server Farm | Ewa Mech Room | 2015-03-27 | RECURRING MAINT
QUEEN LILI'UOKALANI FACILITIES CAMPUS | Bldg D - Data Center | Data Center | Air-Cooled Condensing Unit |  | ACCU 3 | LG | ARUN096DT3 | Unknown | 8 tons | Battery Room | Outside Cage Mauka | 2015-03-27 | RECURRING MAINT
QUEEN LILI'UOKALANI FACILITIES CAMPUS | Bldg D - Data Center | Data Center | Fan Coil Unit |  | FCU 3 | LG | ARNU963B8A2 | Unknown | 8 tons | Battery Room | Battery Room | 2015-03-27 | RECURRING MAINT
QUEEN LILI'UOKALANI FACILITIES CAMPUS | Bldg D - Data Center | Data Center | Air-Cooled Condensing Unit |  | ACCU 4-1 | LG | ARUN121DT3 | Unknown | 10 tons | Server Farm | Outside Cage Mauka | 2015-03-27 | RECURRING MAINT
QUEEN LILI'UOKALANI FACILITIES CAMPUS | Bldg D - Data Center | Data Center | Air-Cooled Condensing Unit |  | ACCU 4-2 | LG | ARUN072DT3 | Unknown | 6 tons | Server Farm | Outside Cage Mauka | 2015-03-27 | RECURRING MAINT
QUEEN LILI'UOKALANI FACILITIES CAMPUS | Bldg D - Data Center | Data Center | Fan Coil Unit |  | FCU 4-1 | LG | ARNU963B8A2 | Unknown | 8 tons | Server Farm | Ewa Mech Room | 2015-03-27 | RECURRING MAINT
QUEEN LILI'UOKALANI FACILITIES CAMPUS | Bldg D - Data Center | Data Center | Fan Coil Unit |  | FCU 4-2 | LG | ARNU963B8A2 | Unknown | 8 tons | Server Farm | Ewa Mech Room | 2015-03-27 | RECURRING MAINT
QUEEN LILI'UOKALANI FACILITIES CAMPUS | Bldg D - Data Center | Data Center | Air-Cooled Condensing Unit |  | ACCU 5 | LG | ARUN072DT3 | Unknown | 6 tons | Battery Room | Outside Cage Mauka | 2015-03-27 | RECURRING MAINT
QUEEN LILI'UOKALANI FACILITIES CAMPUS | Bldg D - Data Center | Data Center | Fan Coil Unit |  | FCU 5 | LG | ARNU72B8A2 | Unknown | 6 tons | Battery Room | Battery Room | 2015-03-27 | RECURRING MAINT
QUEEN LILI'UOKALANI FACILITIES CAMPUS | Bldg D - Data Center | Data Center | Air-Cooled Condensing Unit |  | ACCU 6 | LG | ARUN096DT3 | Unknown | 8 tons | Battery Room | Outside Cage Mauka | 2015-03-27 | RECURRING MAINT
QUEEN LILI'UOKALANI FACILITIES CAMPUS | Bldg D - Data Center | Data Center | Fan Coil Unit |  | FCU 6 | LG | ARNU963B8A2 | Unknown | 8 tons | Battery Room | Battery Room | 2015-03-27 | RECURRING MAINT
QUEEN LILI'UOKALANI FACILITIES CAMPUS | Bldg D - Data Center | Data Center | Air-Cooled Condensing Unit |  | ACCU 7-1 | LG | ARUN121DT3 | Unknown | 10 tons | Server Farm | Outside Cage Mauka | 2015-03-27 | RECURRING MAINT
QUEEN LILI'UOKALANI FACILITIES CAMPUS | Bldg D - Data Center | Data Center | Air-Cooled Condensing Unit |  | ACCU 7-2 | LG | ARUN072DT3 | Unknown | 6 tons | Server Farm | Outside Cage Mauka | 2015-03-27 | RECURRING MAINT
QUEEN LILI'UOKALANI FACILITIES CAMPUS | Bldg D - Data Center | Data Center | Fan Coil Unit |  | FCU 7-1 | LG | ARNU963B8A2 | Unknown | 8 tons | Server Farm | Storage Room | 2015-03-27 | RECURRING MAINT
QUEEN LILI'UOKALANI FACILITIES CAMPUS | Bldg D - Data Center | Data Center | Fan Coil Unit |  | FCU 7-2 | LG | ARNU963B8A2 | Unknown | 8 tons | Server Farm | Storage Room | 2015-03-27 | RECURRING MAINT
QUEEN LILI'UOKALANI FACILITIES CAMPUS | Bldg D - Data Center | Data Center | Air-Cooled Condensing Unit |  | ACCU 8-1 | LG | ARUN121DT3 | 306KATM00001 | 10 tons | Server Farm | Outside Cage Mauka | 2015-03-27 | RECURRING MAINT
QUEEN LILI'UOKALANI FACILITIES CAMPUS | Bldg D - Data Center | Data Center | Air-Cooled Condensing Unit |  | ACCU 8-2 | LG | ARUN072dt3 | 304KACA00003 | 6 tons | Server Farm | Outside Cage Mauka | 2015-03-27 | RECURRING MAINT
QUEEN LILI'UOKALANI FACILITIES CAMPUS | Bldg D - Data Center | Data Center | Fan Coil Unit |  | FCU 8-1 | LG | ARNU963B8A2 | Unknown | 8 tons | Server Farm | Storage Room | 2015-03-27 | RECURRING MAINT
QUEEN LILI'UOKALANI FACILITIES CAMPUS | Bldg D - Data Center | Data Center | Fan Coil Unit |  | FCU 8-2 | LG | ARNU963B8A2 | Unknown | 8 tons | Server Farm | Storage Room | 2015-03-27 | RECURRING MAINT
QUEEN LILI'UOKALANI FACILITIES CAMPUS | Bldg D - Data Center | Data Center | Air-Cooled Condensing Unit |  | ACCU 9-1 | LG | ARUN121DT3 | 301KAQJ00004 | 10 tons | Server Farm | Outside Cage Mauka | 2015-03-27 | RECURRING MAINT
QUEEN LILI'UOKALANI FACILITIES CAMPUS | Bldg D - Data Center | Data Center | Air-Cooled Condensing Unit |  | ACCU 9-2 | LG | ARUN072DT3 | 401KAXV00002 | 6 tons | Server Farm | Outside Cage Mauka | 2015-03-27 | RECURRING MAINT
QUEEN LILI'UOKALANI FACILITIES CAMPUS | Bldg D - Data Center | Data Center | Fan Coil Unit |  | FCU 9-1 | LG | ARNU963B8A2 | Unknown | 8 tons | Server Farm | Storage Room | 2015-03-27 | RECURRING MAINT
QUEEN LILI'UOKALANI FACILITIES CAMPUS | Bldg D - Data Center | Data Center | Fan Coil Unit |  | FCU 9-2 | LG | ARNU963B8A2 | Unknown | 8 tons | Server Farm | Storage Room | 2015-03-27 | RECURRING MAINT
QUEEN LILI'UOKALANI FACILITIES CAMPUS | Bldg D - Data Center | Data Center | Air-Cooled Condensing Unit |  | ACCU 10-1 | LG | ARUN121DT3 | 302KAXV00002 | 10 tons | Server Farm | Outside Cage Mauka | 2015-03-27 | RECURRING MAINT
QUEEN LILI'UOKALANI FACILITIES CAMPUS | Bldg D - Data Center | Data Center | Air-Cooled Condensing Unit |  | ACCU 10-2 | LG | ARUN072DT3 | 401KAWQ00001 | 6 tons | Server Farm | Outside Cage Mauka | 2015-03-27 | RECURRING MAINT
QUEEN LILI'UOKALANI FACILITIES CAMPUS | Bldg D - Data Center | Data Center | Fan Coil Unit |  | FCU 10-1 | LG | ARNU963B8A2 | Unknown | 8 tons | Server Farm | DH Mech Room | 2015-03-27 | RECURRING MAINT
QUEEN LILI'UOKALANI FACILITIES CAMPUS | Bldg D - Data Center | Data Center | Fan Coil Unit |  | FCU 10-2 | LG | ARNU963B8A2 | Unknown | 8 tons | Server Farm | DH Mech Room | 2015-03-27 | RECURRING MAINT
QUEEN LILI'UOKALANI FACILITIES CAMPUS | Bldg D - Data Center | Data Center | Air-Cooled Condensing Unit |  | ACCU 11-1 | LG | ARUN072DT3 | 307KAYR00002 | 6 tons | Server Farm | Outside Cage Mauka | 2015-03-27 | RECURRING MAINT
QUEEN LILI'UOKALANI FACILITIES CAMPUS | Bldg D - Data Center | Data Center | Air-Cooled Condensing Unit |  | ACCU 11-2 | LG | ARUN121DT3 | 401KAWQ00001 | 10 tons | Server Farm | Outside Cage Mauka | 2015-03-27 | RECURRING MAINT
QUEEN LILI'UOKALANI FACILITIES CAMPUS | Bldg D - Data Center | Data Center | Fan Coil Unit |  | FCU 11-1 | LG | ARNU963B8A2 | Unknown | 8 tons | Server Farm | DH Mech Room | 2015-03-27 | RECURRING MAINT
QUEEN LILI'UOKALANI FACILITIES CAMPUS | Bldg D - Data Center | Data Center | Fan Coil Unit |  | FCU 11-2 | LG | ARNU963B8A2 | Unknown | 8 tons | Server Farm | DH Mech Room | 2015-03-27 | RECURRING MAINT
QUEEN LILI'UOKALANI FACILITIES CAMPUS | Bldg. E - Admin 1F | Offices | Fan Coil Unit - VRF |  | FCU-1 | Mitsubishi | Unknown | Unknown | Unknown | Bldg. E - Admin 1F | Ceiling | 2014-09-03 | RECURRING MAINT
QUEEN LILI'UOKALANI FACILITIES CAMPUS | Bldg. E - Admin 1F | Offices | Fan Coil Unit - VRF |  | FCU-2 | Mitsubishi | Unknown | Unknown | Unknown | Bldg. E - Admin 1F | Ceiling | 2014-09-03 | RECURRING MAINT
QUEEN LILI'UOKALANI FACILITIES CAMPUS | Bldg. E - Admin 1F | Offices | Fan Coil Unit - VRF |  | FCU-3 | Mitsubishi | Unknown | Unknown | Unknown | Bldg. E - Admin 1F | Ceiling | 2014-09-03 | RECURRING MAINT
QUEEN LILI'UOKALANI FACILITIES CAMPUS | Bldg. E - Admin 1F | Offices | Fan Coil Unit - VRF |  | FCU-4 | Mitsubishi | Unknown | Unknown | Unknown | Bldg. E - Admin 1F | Ceiling | 2014-09-03 | RECURRING MAINT
QUEEN LILI'UOKALANI FACILITIES CAMPUS | Bldg. E - Admin 1F | Offices | Fan Coil Unit - VRF |  | FCU-5 | Mitsubishi | Unknown | Unknown | Unknown | Bldg. E - Admin 1F | Ceiling | 2014-09-03 | RECURRING MAINT
QUEEN LILI'UOKALANI FACILITIES CAMPUS | Bldg. E - Admin 1F | Offices | Fan Coil Unit - VRF |  | FCU-6 | Mitsubishi | Unknown | Unknown | Unknown | Bldg. E - Admin 1F | Ceiling | 2014-09-03 | RECURRING MAINT
QUEEN LILI'UOKALANI FACILITIES CAMPUS | Bldg. E - Admin 1F | Offices | Fan Coil Unit - VRF |  | FCU-7 | Mitsubishi | Unknown | Unknown | Unknown | Bldg. E - Admin 1F | Ceiling | 2014-09-03 | RECURRING MAINT
QUEEN LILI'UOKALANI FACILITIES CAMPUS | Bldg. E - Admin 1F | Offices | Fan Coil Unit - VRF |  | FCU-8 | Mitsubishi | Unknown | Unknown | Unknown | Bldg. E - Admin 1F | Ceiling | 2014-09-03 | RECURRING MAINT
QUEEN LILI'UOKALANI FACILITIES CAMPUS | Bldg. E - Admin 1F | Offices | Fan Coil Unit - VRF |  | FCU-9 | Mitsubishi | Unknown | Unknown | Unknown | Bldg. E - Admin 1F | Ceiling | 2014-09-03 | RECURRING MAINT
QUEEN LILI'UOKALANI FACILITIES CAMPUS | Bldg. E - Admin 2F | Offices | Air-Cooled Condensing Unit |  | ACCU-1 | Mitsubishi | PUHY-P72TKMU-A | 29W00132 | Unknown | Bldg. E - Admin 2F | Roof of 1st floor administrator's office | 2014-09-03 | RECURRING MAINT
QUEEN LILI'UOKALANI FACILITIES CAMPUS | Bldg. E - Admin 2F | Offices | Air-Cooled Condensing Unit |  | ACCU-2 | Mitsubishi | Unknown | Unknown | Unknown | Bldg. E - Admin 2F | Roof of 1st floor administrator's office | 2014-09-03 | RECURRING MAINT
QUEEN LILI'UOKALANI FACILITIES CAMPUS | Bldg. E - Admin 2F | Offices | Air-Cooled Condensing Unit |  | ACCU-3 | Mitsubishi | Unknown | Unknown | Unknown | Bldg. E - Admin 2F | Roof of 1st floor administrator's office | 2014-09-03 | RECURRING MAINT
QUEEN LILI'UOKALANI FACILITIES CAMPUS | Bldg. E - Admin 2F | Offices | Fan Coil Unit - VRF |  | FCU-10 | Mitsubishi | Unknown | Unknown | Unknown | Bldg. E - Admin 2F | Ceiling | 2014-09-03 | RECURRING MAINT
QUEEN LILI'UOKALANI FACILITIES CAMPUS | Bldg. E - Admin 2F | Offices | Fan Coil Unit - VRF |  | FCU-11 | Mitsubishi | Unknown | Unknown | Unknown | Bldg. E - Admin 2F | Ceiling | 2014-09-03 | RECURRING MAINT
QUEEN LILI'UOKALANI FACILITIES CAMPUS | Bldg. E - Admin 2F | Offices | Fan Coil Unit - VRF |  | FCU-12 | Mitsubishi | Unknown | Unknown | Unknown | Bldg. E - Admin 2F | Ceiling | 2014-09-03 | RECURRING MAINT
QUEEN LILI'UOKALANI FACILITIES CAMPUS | Bldg. E - Admin 2F | Offices | Fan Coil Unit - VRF |  | FCU-13 | Mitsubishi | Unknown | Unknown | Unknown | Bldg. E - Admin 2F | Ceiling | 2014-09-03 | RECURRING MAINT
QUEEN LILI'UOKALANI FACILITIES CAMPUS | Bldg. E - Admin 2F | Offices | Fan Coil Unit - VRF |  | FCU-14 | Mitsubishi | Unknown | Unknown | Unknown | Bldg. E - Admin 2F | Ceiling | 2014-09-03 | RECURRING MAINT
QUEEN LILI'UOKALANI FACILITIES CAMPUS | Bldg. E - Admin 2F | Offices | Fan Coil Unit - VRF |  | FCU-15 | Mitsubishi | Unknown | Unknown | Unknown | Bldg. E - Admin 2F | Ceiling | 2014-09-03 | RECURRING MAINT
QUEEN LILI'UOKALANI FACILITIES CAMPUS | Bldg. E - Admin 2F | Offices | Fan Coil Unit - VRF |  | FCU-16 | Mitsubishi | Unknown | Unknown | Unknown | Bldg. E - Admin 2F | Ceiling | 2014-09-03 | RECURRING MAINT
QUEEN LILI'UOKALANI FACILITIES CAMPUS | Bldg. E - Admin 2F | Offices | Fan Coil Unit - VRF |  | FCU-17 | Mitsubishi | Unknown | Unknown | Unknown | Bldg. E - Admin 2F | Ceiling | 2014-09-03 | RECURRING MAINT
QUEEN LILI'UOKALANI FACILITIES CAMPUS | Bldg. E - Admin 2F | Offices | Fan Coil Unit - VRF |  | FCU-18 | Mitsubishi | Unknown | Unknown | Unknown | Bldg. E - Admin 2F | Ceiling | 2014-09-03 | RECURRING MAINT
WAI'ALAE ES | Bldg. A - Library | Library | Air Handling Unit |  | AHU-1 | Trane | TWE180B300BC | J14180272 | Unknown | Library | Mech Room | 1994-08-01 | RECURRING MAINT
WAI'ALAE ES | Bldg. A - Library | Library | Air Handling Unit |  | AHU-2 | Trane | TWE060A3 | J19176576 | Unknown | AudioVisual | Mech Room | 1994-08-01 | RECURRING MAINT
WAI'ALAE ES | Bldg. A - Library | Library | Air-Cooled Condensing Unit |  | ACCU-1 | Trane | TTA180B300BA | J22198781 | 15 ton | Library | Roof | 1994-08-01 | RECURRING MAINT
WAI'ALAE ES | Bldg. A - Library | Library | Air-Cooled Condensing Unit |  | ACCU-2 | Trane | TTA060C30 | 319217409 | 5 ton | AudioVisual | Outdoor Slab | 1994-08-01 | RECURRING MAINT
WAIKIKI ES | Bldg. B - Classroom | Classrooms | Fan Coil Unit |  | FCU-1 | Carrier | 40QAB048321 | 1605V21058 | 48,000 btu/h | Unknown | Unknown | Unknown | RECURRING MAINT
WAIKIKI ES | Bldg. B - Classroom | Classrooms | Air-Cooled Condensing Unit |  | ACCU-1 | Carrier | 38HDC048-331 | 1305X28473 | 4 ton | Unknown | Unknown | Unknown | RECURRING MAINT
WAIKIKI ES | Bldg. F - Admin/Library | Admin/Library | Air-Cooled Condensing Unit |  | ACCU-1 | Carrier | 38AUD12 | Unknown | 10 tons | Reading Rm | Outdoor Encl | 2016-07-29 | RECURRING MAINT
WAIKIKI ES | Bldg. F - Admin/Library | Admin/Library | Air-Cooled Condensing Unit |  | ACCU-2 | Carrier | 24ANA60 | Unknown | 5 ton | Stacks/Wkrm | Outdoor Encl | 2016-07-29 | RECURRING MAINT
WAIKIKI ES | Bldg. F - Admin/Library | Admin/Library | Air Handling Unit |  | AHU-1 | Carrier | 40RUA-12 | Unknown | 4000 cfm | Reading Rm | Mech Room | 2016-07-29 | RECURRING MAINT
WAIKIKI ES | Bldg. F - Admin/Library | Admin/Library | Fan Coil Unit |  | FCU-1 | Carrier | 42BHE16 | Unknown | 1600 cfm | Stacks/Wkrm | Storage/Workroom | 2016-07-29 | RECURRING MAINT
WAIKIKI ES | Bldg. MLC - Learning Center | Classrooms | Air-Cooled Condensing Unit |  | ACCU-1 | Daikin | RMXS48LVJU | E001731 | 12 ton | Classroom | Outdoor | 2016-07-29 | RECURRING MAINT
WAIKIKI ES | Bldg. MLC - Learning Center | Classrooms | Fan Coil Unit - VRF |  | FCU-1-1 | Daikin | FFQ12LVJU | E002290 | 1 ton | Classroom | Ceiling Suspended | 2016-07-29 | RECURRING MAINT
WAIKIKI ES | Bldg. MLC - Learning Center | Classrooms | Fan Coil Unit - VRF |  | FCU-1-2 | Daikin | FFQ12LVJU | E002291 | 1 ton | Classroom | Ceiling Suspended | 2016-07-29 | RECURRING MAINT
WAIKIKI ES | Bldg. MLC - Learning Center | Classrooms | Fan Coil Unit - VRF |  | FCU-1-3 | Daikin | FFQ12LVJU | E002292 | 1 ton | Classroom | Ceiling Suspended | 2016-07-29 | RECURRING MAINT
WAIKIKI ES | Bldg. MLC - Learning Center | Classrooms | Fan Coil Unit - VRF |  | FCU-1-4 | Daikin | FFQ09LVJU | E001870 | 1 ton | G-1A Office | Ceiling Suspended | 2016-07-29 | RECURRING MAINT
WAIKIKI ES | Bldg. MLC - Learning Center | Classrooms | Fan Coil Unit - VRF |  | FCU-1-5 | Daikin | FFQ12Q2VJU | J011984 | 1 ton | Classroom | Ceiling Suspended | 2016-07-29 | RECURRING MAINT
WAIKIKI ES | Bldg. MLC - Learning Center | Classrooms | Fan Coil Unit - VRF |  | FCU-1-6 | Daikin | FFQ12LVJU | E002253 | 1 ton | Classroom | Ceiling Suspended | 2016-07-29 | RECURRING MAINT
WAIKIKI ES | Bldg. MLC - Learning Center | Classrooms | Air-Cooled Condensing Unit |  | ACCU-2 | Daikin | 4MXS36NMVJU | G007035 | 3 ton | G-2A | Outdoor Encl | 2016-07-29 | AS NEEDED | N/A | N/A | N/A | N/A
WAIKIKI ES | Bldg. MLC - Learning Center | Classrooms | Fan Coil Unit - Ductless Split |  | FCU-2 | Daikin | FFQ09LVJU | E002614 | 9,000 btuh | G-2A | Ceiling Suspended | 2016-07-29 | AS NEEDED | N/A | N/A | N/A | N/A
WAIMANALO EIS | Bldg. S - Music Building | Music Bldg | Packaged Air Conditioning Unit |  | PACU-1 | Carrier | 50PG-C12-AJ50 | 2408G10005 | 10 ton | Multipurp Rm | Outdoor Encl | 2009-02-04 | RECURRING MAINT
WAIMANALO EIS | Bldg. S - Music Building | Music Bldg | Packaged Air Conditioning Unit |  | PACU-2 | Carrier | 50PG-C12-AJ50 | 1908G50023 | 10 ton | Choral Room | Outdoor Encl | 2009-02-04 | RECURRING MAINT
WAIMANALO EIS | Bldg. S - Music Building | Music Bldg | Dehumidifier |  | DH-1 | ComforAire | BHD651D | 712TA000386 | Unknown | Rand Rm | Rand Rm | Unknown | AS NEEDED | N/A | N/A | N/A | N/A
WAIMANALO EIS | Bldg. S - Music Building | Music Bldg | Dehumidifier |  | DH-2 | ComforAire | BHD651D | 712TA000146 | Unknown | Choral Rm | Choral Rm | Unknown | AS NEEDED | N/A | N/A | N/A | N/A
WAIMANALO EIS | Bldg. U - Pre K Classroom | Classrooms | Air-Cooled Condensing Unit |  | ACCU-1 | Carrier | 38VMA036 | Unknown | 3 tons | Classroom U-3 (left side) | Outdoor U-3 (left) | 2021-07-30 | AS NEEDED | N/A | N/A | N/A | N/A
WAIMANALO EIS | Bldg. U - Pre K Classroom | Classrooms | Air-Cooled Condensing Unit |  | ACCU-2 | Carrier | 38VMA036 | Unknown | 3 tons | Classroom U-3 (right side) | Outdoor U-3 (right) | 2021-07-30 | AS NEEDED | N/A | N/A | N/A | N/A
WAIMANALO EIS | Bldg. U - Pre K Classroom | Classrooms | Fan Coil Unit |  | FCU 1-1 | Carrier | 40VMU018 | Unknown | 1.5 tons | Classroom U-3 (left side) | Ceiling Suspended | 2021-07-30 | AS NEEDED | N/A | N/A | N/A | N/A
WAIMANALO EIS | Bldg. U - Pre K Classroom | Classrooms | Fan Coil Unit |  | FCU 1-2 | Carrier | 40VMU018 | Unknown | 1.5 tons | Classroom U-3 (left side) | Ceiling Suspended | 2021-07-30 | AS NEEDED | N/A | N/A | N/A | N/A
WAIMANALO EIS | Bldg. U - Pre K Classroom | Classrooms | Fan Coil Unit |  | FCU 2-1 | Carrier | 40VMU018 | Unknown | 1.5 tons | Classroom U-3 (right side) | Ceiling Suspended | 2021-07-30 | AS NEEDED | N/A | N/A | N/A | N/A
WAIMANALO EIS | Bldg. U - Pre K Classroom | Classrooms | Fan Coil Unit |  | FCU 2-2 | Carrier | 40VMU018 | Unknown | 1.5 tons | Classroom U-3 (right side) | Ceiling Suspended | 2021-07-30 | AS NEEDED | N/A | N/A | N/A | N/A
WAIMANALO EIS | Bldg. Z - Science Technology & Media | Classrooms | Outdoor Condensing Unit |  | CU-1 | LG | ARUNO0060GSS4 | 911KCLH0ZG00 | 5 tons | Direct Instruction Clssrm | Mech Yard | 2021-02-19 | RECURRING MAINT
WAIMANALO EIS | Bldg. Z - Science Technology & Media | Classrooms | Outdoor Condensing Unit |  | CU-2 | LG | ARUNO0060GSS4 | 911KCLH0ZG00 | 5 tons | Lab | Mech Yard | 2021-02-19 | RECURRING MAINT
WAIMANALO EIS | Bldg. Z - Science Technology & Media | Classrooms | Outdoor Condensing Unit |  | CU-3 | LG | LUU249HV | 003JCKH0F872 | 2 tons | Data Room | Mech Yard | 2021-02-19 | AS NEEDED | N/A | N/A | N/A | N/A
WAIMANALO EIS | Bldg. Z - Science Technology & Media | Classrooms | Fan Coil Unit - Ducted |  | FCU-1 | AAON | H3-BRB-9-0-141000 | 202007-CJC306173 | 5 tons | Direct Instruction Classrm | Above Ceiling | 2021-02-19 | RECURRING MAINT
WAIMANALO EIS | Bldg. Z - Science Technology & Media | Classrooms | Fan Coil Unit - Ducted |  | FCU-2 | AAON | H3-BRB-9-0-141000 | 202007-CHCB06173 | 5 tons | Lab | Above Ceiling | 2021-02-19 | RECURRING MAINT
WAIMANALO EIS | Bldg. Z - Science Technology & Media | Classrooms | Fan Coil Unit - Ductless |  | FCU-3 | LG | LCN248HV | 003KCLHE013705 | 2 tons | Data Room | Ceiling | 2021-02-19 | AS NEEDED | N/A | N/A | N/A | N/A
WASHINGTON MS | Bldg. A Classroom | Classrooms | Air-Cooled Condensing Unit |  | ACCU-1 | Carrier | 38HDC060-5 | 2096X29222 | 5 ton | Above clrm Rm 101 | Outdoor Lwr - Ewa | 1997-01-01 | RECURRING MAINT
WASHINGTON MS | Bldg. A Classroom | Classrooms | Air-Cooled Condensing Unit |  | ACCU-2 | Carrier | 38HDC060-5 | 2096X27046 | 5 ton | Above clrm Rm 102 | Outdoor Upper - Ewa | 1997-01-01 | RECURRING MAINT
WASHINGTON MS | Bldg. A Classroom | Classrooms | Air-Cooled Condensing Unit |  | ACCU-3 | Carrier | 38HDC060-5 | 1296X25993 | 5 ton | Above clrm Rm 103 | Outdoor Lwr - DH | 1997-01-01 | RECURRING MAINT
WASHINGTON MS | Bldg. A Classroom | Classrooms | Air-Cooled Condensing Unit |  | ACCU-4 | Carrier | 38HDC060-5 | Unknown | 5 ton | Above clrm Rm 105 | Outdoor Lwr - DH | 1997-01-01 | RECURRING MAINT
WASHINGTON MS | Bldg. A Classroom | Classrooms | Air-Cooled Condensing Unit |  | ACCU-5 | Carrier | 38HDC060-5 | 2696X29226 | 5 ton | Above clrm Rm 106 | Outdoor Upper - DH | 1997-01-01 | RECURRING MAINT
WASHINGTON MS | Bldg. A Classroom | Classrooms | Air-Cooled Condensing Unit |  | ACCU-6 | Carrier | 38HDC060-5 | 2696X29223 | 5 ton | Above clrm Rm 201 | Outdoor Lwr - Ewa | 1997-01-01 | RECURRING MAINT
WASHINGTON MS | Bldg. A Classroom | Classrooms | Air-Cooled Condensing Unit |  | ACCU-7 | Carrier | 38HDC060-5 | 2096X27040 | 5 ton | Above clrm Rm 202 | Outdoor Lwr - Ewa | 1997-01-01 | RECURRING MAINT
WASHINGTON MS | Bldg. A Classroom | Classrooms | Air-Cooled Condensing Unit |  | ACCU-8 | Carrier | 38HDC060-5 | 2696X29227 | 5 ton | Above clrm Rm 203 | Outdoor Upper - Ewa | 1997-01-01 | RECURRING MAINT
WASHINGTON MS | Bldg. A Classroom | Classrooms | Air-Cooled Condensing Unit |  | ACCU-9 | Carrier | 38HDC060-5 | 2096X27048 | 5 ton | Above clrm Rm 204 | Outdoor Upper - DH | 1997-01-01 | RECURRING MAINT
WASHINGTON MS | Bldg. A Classroom | Classrooms | Air-Cooled Condensing Unit |  | ACCU-10 | Carrier | 38HDC060-5 | 2696X29228 | 5 ton | Above clrm Rm 205 | Outdoor Upper - DH | 1997-01-01 | RECURRING MAINT
WASHINGTON MS | Bldg. A Classroom | Classrooms | Air-Cooled Condensing Unit |  | ACCU-11 | Carrier | 38HDC060-5 | 2096X27050 | 5 ton | Above clrm Rm 206 | Outdoor Lwr - DH | 1997-01-01 | RECURRING MAINT
WASHINGTON MS | Bldg. A Classroom | Classrooms | Fan Coil Unit - Vertical Mount |  | FCU-1 | Carrier | FB4ANF060 | 2596A12519 | 2000 cfm | Classrm 101 | Classrm 101 | 1997-01-01 | RECURRING MAINT
WASHINGTON MS | Bldg. A Classroom | Classrooms | Fan Coil Unit - Vertical Mount |  | FCU-2 | Carrier | FC4BNF060 | 3695A09733 | 2000 cfm | Classrm 102 | Classrm 102 | 1997-01-01 | RECURRING MAINT
WASHINGTON MS | Bldg. A Classroom | Classrooms | Fan Coil Unit - Vertical Mount |  | FCU-3 | Carrier | FC4BNF060 | 2296A12180 | 2000 cfm | Classrm 103 | Classrm 103 | 1997-01-01 | RECURRING MAINT
WASHINGTON MS | Bldg. A Classroom | Classrooms | Fan Coil Unit - Vertical Mount |  | FCU-4 | Carrier | FC4BNF060 | 3695A09736 | 2000 cfm | Classrm 105 | Classrm 105 | 1997-01-01 | RECURRING MAINT
WASHINGTON MS | Bldg. A Classroom | Classrooms | Fan Coil Unit - Vertical Mount |  | FCU-5 | Carrier | FB4ANF060 | 2696A12624 | 2000 cfm | Classrm 106 | Classrm 106 | 1997-01-01 | RECURRING MAINT
WASHINGTON MS | Bldg. A Classroom | Classrooms | Fan Coil Unit - Vertical Mount |  | FCU-6 | Carrier | FC4BNF060 | 3695A09737 | 2000 cfm | Classrm 201 | Classrm 201 | 1997-01-01 | RECURRING MAINT
WASHINGTON MS | Bldg. A Classroom | Classrooms | Fan Coil Unit - Vertical Mount |  | FCU-7 | Carrier | FC4BNF060 | 2296A12173 | 2000 cfm | Classrm 202 | Classrm 202 | 1997-01-01 | RECURRING MAINT
WASHINGTON MS | Bldg. A Classroom | Classrooms | Fan Coil Unit - Vertical Mount |  | FCU-8 | Carrier | FC4BNF060 | 2295A12182 | 2000 cfm | Classrm 203 | Classrm 203 | 1997-01-01 | RECURRING MAINT
WASHINGTON MS | Bldg. A Classroom | Classrooms | Fan Coil Unit - Vertical Mount |  | FCU-9 | Carrier | FC4BNF060 | 2296A12181 | 2000 cfm | Classrm 204 | Classrm 204 | 1997-01-01 | RECURRING MAINT
WASHINGTON MS | Bldg. A Classroom | Classrooms | Fan Coil Unit - Vertical Mount |  | FCU-10 | Carrier | FC4BNF060 | 2296A12170 | 2000 cfm | Classrm 205 | Classrm 205 | 1997-01-01 | RECURRING MAINT
WASHINGTON MS | Bldg. A Classroom | Classrooms | Fan Coil Unit - Vertical Mount |  | FCU-11 | Carrier | FC4BNF060 | 2296A12177 | 2000 cfm | Classrm 206 | Classrm 206 | 1997-01-01 | RECURRING MAINT
WASHINGTON MS | Bldg. A Classroom | Classrooms | Air-Cooled Condensing Unit |  | ACCU-1 | Carrier | Unknown | Unknown | 5 ton | Classroom | Outdoor Encl | 2015-12-18 | RECURRING MAINT
WASHINGTON MS | Bldg. A Classroom | Classrooms | Fan Coil Unit - Vertical Mount |  | FCU-1 | Carrier | Unknown | Unknown | 2000 cfm | Classroom | Clsrm Closet | 2015-12-18 | RECURRING MAINT
WASHINGTON MS | Bldg. C - Library | Library | Air-Cooled Condensing Unit |  | ACCU-1 | Mitsubishi | PUY-A42NHA6 | 4ZU00057A | 3.5 tons | Bldg. C - Library | Roof | 2015-07-01 | AS NEEDED | N/A | N/A | N/A | N/A
WASHINGTON MS | Bldg. C - Library | Library | Air-Cooled Condensing Unit |  | ACCU-2 | Mitsubishi | PUY-A42NHA6 | 4ZU00066A | 3.5 tons | Bldg. C - Library | Roof | 2015-07-01 | AS NEEDED | N/A | N/A | N/A | N/A
WASHINGTON MS | Bldg. C - Library | Library | Air-Cooled Condensing Unit |  | ACCU-3 | Mitsubishi | PUY-A42NHA6 | 4ZU00064A | 3.5 tons | Bldg. C - Library | Roof | 2015-07-01 | AS NEEDED | N/A | N/A | N/A | N/A
WASHINGTON MS | Bldg. C - Library | Library | Air-Cooled Condensing Unit |  | ACCU-4 | Mitsubishi | PUY-A42NHA6 | 4ZU00065A | 3.5 tons | Bldg. C - Library | Roof | 2015-07-01 | AS NEEDED | N/A | N/A | N/A | N/A
WASHINGTON MS | Bldg. C - Library | Library | Fan Coil Unit |  | FCU-1 | Mitsubishi | PCA-A42KA5 | Unknown | Unknown | Bldg. C - Library | Ceiling Suspended | 2015-07-01 | AS NEEDED | N/A | N/A | N/A | N/A
WASHINGTON MS | Bldg. C - Library | Library | Fan Coil Unit |  | FCU-2 | Mitsubishi | PCA-A42KA5 | Unknown | Unknown | Bldg. C - Library | Ceiling Suspended | 2015-07-01 | AS NEEDED | N/A | N/A | N/A | N/A
WASHINGTON MS | Bldg. C - Library | Library | Fan Coil Unit |  | FCU-3 | Mitsubishi | PCA-A42KA5 | Unknown | Unknown | Bldg. C - Library | Ceiling Suspended | 2015-07-01 | AS NEEDED | N/A | N/A | N/A | N/A
WASHINGTON MS | Bldg. C - Library | Library | Fan Coil Unit |  | FCU-4 | Mitsubishi | PCA-A42KA5 | 42M00151 | Unknown | Bldg. C - Audio-Visual Rm | Ceiling Suspended | 2015-07-01 | AS NEEDED | N/A | N/A | N/A | N/A
WASHINGTON MS | Bldg. C - Library | Library | Air-Cooled Condensing Unit |  | ACCU-5 | Mitsubishi | PUMY-36NHMU | 47U02258D | Unknown | Bldg. C - Library | Roof | 2015-07-01 | AS NEEDED | N/A | N/A | N/A | N/A
WASHINGTON MS | Bldg. C - Library | Library | Fan Coil Unit |  | FCU-5-1 | Mitsubishi | PKFY-P15NHMU-E | 16A01255C | Unknown | Bldg. C - Work Rm | Wall Mounted | 2015-07-01 | AS NEEDED | N/A | N/A | N/A | N/A
WASHINGTON MS | Bldg. C - Library | Library | Fan Coil Unit |  | FCU-5-2 | Mitsubishi | PKFY-P15NHMU-E2 | 4ZA01963A | Unknown | Bldg. C - Server Rm | Wall Mounted | 2015-07-01 | AS NEEDED | N/A | N/A | N/A | N/A
WASHINGTON MS | Bldg. C - Library | Library | Dehumidifier |  | DH-1 | Unknown | Comfort-Aire | Unknown | 50 pints | Bldg. C - Library | Bldg. C - Library | 2015-07-01 | AS NEEDED | N/A | N/A | N/A | N/A
WASHINGTON MS | Bldg. C - Library | Library | Dehumidifier |  | DH-2 | Unknown | Comfort-Aire | Unknown | 50 pints | Bldg. C - Library | Bldg. C - Library | 2015-07-01 | AS NEEDED | N/A | N/A | N/A | N/A
WASHINGTON MS | Bldg. C - Library | Library | Dehumidifier |  | DH-3 | Unknown | Comfort-Aire | Unknown | 50 pints | Bldg. C - Library | Bldg. C - Library | 2015-07-01 | AS NEEDED | N/A | N/A | N/A | N/A
WASHINGTON MS | Bldg. C - Recording Studio | Recording Studio | Rooftop Packaged Air Conditioning |  | RTU-1 | Daikin | DPS007A | FBOU190500337 | 97,493 BTUH | Recording Studio | Roof | 2022-11-22 | RECURRING MAINT |  |  |  |  | Project Q24002-17; PAD 11/22/2022; Not included in OAC contract
WASHINGTON MS | Bldg. G - Music Building | Music Bldg | Air-Cooled Condensing Unit |  | ACCU-1 | Mitsubishi | MXZ-2B20NA | 1005362 | 1.5 ton | B & C Offices | Outdoor Encl | 2015-01-08 | AS NEEDED | N/A | N/A | N/A | N/A
WASHINGTON MS | Bldg. G - Music Building | Music Bldg | Fan Coil Unit - Ductless |  | FCU-1 | Mitsubishi | MSZ-GE09NA | 4033412T | 0.75 tons | Band Office | Band Office | 2015-01-08 | AS NEEDED | N/A | N/A | N/A | N/A
WASHINGTON MS | Bldg. G - Music Building | Music Bldg | Fan Coil Unit - Ductless |  | FCU-2 | Mitsubishi | MSZ-GE09NA | 4033438T | 0.75 tons | Choral Office | Choral Office | 2015-01-08 | AS NEEDED | N/A | N/A | N/A | N/A
WASHINGTON MS | Bldg. G - Music Building | Music Bldg | Packaged Air Conditioning Unit |  | PACU-1 | York | 2F102C00N2AAA6 | N1C4549143 | 11 ton | Band Room | Outdoor Encl | 2015-01-08 | RECURRING MAINT
WASHINGTON MS | Bldg. G - Music Building | Music Bldg | Packaged Air Conditioning Unit |  | PACU-2 | York | 2F150C00A2AAA6A | N1K4094366 | 8.5 ton | Choral Room | Outdoor Encl | 2015-01-08 | RECURRING MAINT
WASHINGTON MS | Bldg. P1 - Portable Classroom | Portable Classroom | Air-Cooled Condensing Unit |  | ACCU-1 | Carrier | Unknown | Unknown | 5 ton | Classroom | Outdoor Encl | 2015-12-18 | RECURRING MAINT
WASHINGTON MS | Bldg. P1 - Portable Classroom | Portable Classroom | Fan Coil Unit - Vertical Mount |  | FCU-1 | Carrier | Unknown | Unknown | 2000 cfm | Classroom | Clsrm Closet | 2015-12-18 | RECURRING MAINT
WASHINGTON MS | Bldg. P2 - Portable Classroom | Portable Classroom | Air-Cooled Condensing Unit |  | ACCU-1 | Carrier | Unknown | Unknown | 5 ton | Classroom | Outdoor Encl | 2015-12-18 | RECURRING MAINT
WASHINGTON MS | Bldg. P2 - Portable Classroom | Portable Classroom | Fan Coil Unit - Vertical Mount |  | FCU-1 | Carrier | Unknown | Unknown | 2000 cfm | Classroom | Clsrm Closet | 2015-12-18 | RECURRING MAINT
WASHINGTON MS | Bldg. P3 - Portable Classroom | Portable Classroom | Air-Cooled Condensing Unit |  | ACCU-1 | Carrier | Unknown | Unknown | 5 ton | Classroom | Outdoor Encl | 2015-12-18 | RECURRING MAINT
WASHINGTON MS | Bldg. P3 - Portable Classroom | Portable Classroom | Fan Coil Unit - Vertical Mount |  | FCU-1 | Carrier | Unknown | Unknown | 2000 cfm | Classroom | Clsrm Closet | 2015-12-18 | RECURRING MAINT
WASHINGTON MS | Bldg. P4 - Portable Classroom | Portable Classroom | Air-Cooled Condensing Unit |  | ACCU-1 | Carrier | Unknown | Unknown | 5 ton | Classroom | Outdoor Encl | 2015-12-18 | RECURRING MAINT
WASHINGTON MS | Bldg. P4 - Portable Classroom | Portable Classroom | Fan Coil Unit - Vertical Mount |  | FCU-1 | Carrier | Unknown | Unknown | 2000 cfm | Classroom | Clsrm Closet | 2015-12-18 | RECURRING MAINT
WILSON ES | Bldg. E - Library | Library | Air-Cooled Condensing Unit - Multi Zone | ADDED | ACCU-1 | Carrier | Unknown | Unknown | 4 tons | Main Library | Outside-Conc Eyebrow | 2016-08-10 | RECURRING MAINT |  |  |  |  | Need to add to Supplemental #1
WILSON ES | Bldg. E - Library | Library | Air-Cooled Condensing Unit | ADDED | ACCU-2 | Carrier | Unknown | Unknown | 4 tons | Main Library | Outside-Conc Eyebrow | 2016-08-10 | RECURRING MAINT |  |  |  |  | Need to add to Supplemental #1
WILSON ES | Bldg. E - Library | Library | Air-Cooled Condensing Unit | ADDED | ACCU-3 | Carrier | Unknown | Unknown | 4 tons | Main Library | Outside-Conc Eyebrow | 2016-08-10 | RECURRING MAINT |  |  |  |  | Need to add to Supplemental #1
WILSON ES | Bldg. E - Library | Library | Air-Cooled Condensing Unit | ADDED | ACCU-4 | Mitsubishi | PUMY-P60NKMU-BS | 51U00815B | 5 tons | Main Library, Data Rm | Outside-Conc Eyebrow | 2016-08-10 | RECURRING MAINT |  |  |  |  | Need to add to Supplemental #1
WILSON ES | Bldg. E - Library | Library | Fan Coil Unit | ADDED | FCU-1 | Carrier | 40MKCB54F--3 | 3615V00617 | 4.5 tons | Main Library | Wall Mounted | 2016-08-10 | RECURRING MAINT |  |  |  |  | Need to add to Supplemental #1
WILSON ES | Bldg. E - Library | Library | Fan Coil Unit | ADDED | FCU-2 | Carrier | 40MKCB54F--3 | 3615V00616 | 4.5 tons | Main Library | Wall Mounted | 2016-08-10 | RECURRING MAINT |  |  |  |  | Need to add to Supplemental #1
WILSON ES | Bldg. E - Library | Library | Fan Coil Unit | ADDED | FCU-3 | Carrier | 40MKCB54F--3 | 3615V00618 | 4.5 tons | Main Library | Wall Mounted | 2016-08-10 | RECURRING MAINT |  |  |  |  | Need to add to Supplemental #1
WILSON ES | Bldg. E - Library | Library | Fan Coil Unit | ADDED | FCU-4 | Mitsubishi | PKFY-P12NHMU-E2 | 5YA10220A | 1 ton | Server Room | Wall Mounted | 2016-08-10 | RECURRING MAINT |  |  |  |  | Need to add to Supplemental #1
WILSON ES | Bldg. E - Library | Library | Fan Coil Unit | ADDED | FCU-5 | Mitsubishi | PKFY-P24NKMU-E2 | 4XM01447 | 2 tons | Conference Rm | Wall Mounted | 2016-08-10 | RECURRING MAINT |  |  |  |  | Need to add to Supplemental #1
WILSON ES | Bldg. E - Library | Library | Fan Coil Unit | ADDED | FCU-6 | Mitsubishi | PKFY-24NKMU-E2 | RXM0136K | 2 tons | Processing Area | Wall Mounted | 2016-08-10 | RECURRING MAINT |  |  |  |  | Need to add to Supplemental #1
WILSON ES | Bldg. P6 - Portable Classroom | Portable Classroom | Pack Air Con Unit - Wall Mnt/Vertical |  | PACU-1 | Bard | WA484-A0Z | Unknown | 4 ton | Portable Classroom | Bldg Wall Mount | 2005-08-01 | RECURRING MAINT
WILSON ES (Honolulu D.O.) | Bldg. A - Admin/DOE Offices | Admin/DOE Offices | Fan Coil Unit |  | FCU-1 | Mitsubishi | PEFY-P48NMAU-E | 13W01529 | 4 tons | Room 104 | Room 104 | 2012-08-07 | RECURRING MAINT
WILSON ES (Honolulu D.O.) | Bldg. A - Admin/DOE Offices | Admin/DOE Offices | Air-Cooled Condensing Unit |  | ACCU-1 | Mitsubishi | PUMY-P48NHMU | 97U00222D | 5 tons | Room 104 | Outdoor Enclosure | 2012-08-07 | RECURRING MAINT
WILSON ES (Honolulu D.O.) | Bldg. A - Admin/DOE Offices | Admin/DOE Offices | Fan Coil Unit |  | FCU-2 | Mitsubishi | PUMY-P48NMAU-E | 13W01520 | 6 tons | Room 103 | Room 103 | 2012-08-07 | RECURRING MAINT
WILSON ES (Honolulu D.O.) | Bldg. A - Admin/DOE Offices | Admin/DOE Offices | Air-Cooled Condensing Unit |  | ACCU-2 | Mitsubishi | PUMY-P48NHMU | 98U00878B | 7 tons | Room 103 | Outdoor Enclosure | 2012-08-07 | RECURRING MAINT
WILSON ES (Honolulu D.O.) | Bldg. A - Admin/DOE Offices | Admin/DOE Offices | Fan Coil Unit |  | FCU 3-1 | Mitsubishi | PKFY-P12NHMU-E | 12A06519B | 8 tons | Room 102 | Room 102 | 2012-08-07 | RECURRING MAINT
WILSON ES (Honolulu D.O.) | Bldg. A - Admin/DOE Offices | Admin/DOE Offices | Fan Coil Unit |  | FCU 3-2 | Mitsubishi | PKFY-P12NHMU-E | 12A06518B | 9 tons | Room 102 | Room 102 | 2012-08-07 | RECURRING MAINT
WILSON ES (Honolulu D.O.) | Bldg. A - Admin/DOE Offices | Admin/DOE Offices | Fan Coil Unit |  | FCU 3-3 | Mitsubishi | PEFY-P36NMAU-E | 12W01802 | 10 tons | Room 102 | Room 102 | 2012-08-07 | RECURRING MAINT
WILSON ES (Honolulu D.O.) | Bldg. A - Admin/DOE Offices | Admin/DOE Offices | Air-Cooled Condensing Unit |  | ACCU-3 | Mitsubishi | PUMY-P48NHMU | 92U00851B | 11 tons | Room 102 | Outdoor Enclosure | 2012-08-07 | RECURRING MAINT
WILSON ES (Honolulu D.O.) | Bldg. A - Admin/DOE Offices | Admin/DOE Offices | Fan Coil Unit |  | FCU 4-1 | Mitsubishi | PKFY-P12NHMU-E | 11A05996B | 12 tons | Room 102 | Room 102 | 2012-08-07 | RECURRING MAINT
WILSON ES (Honolulu D.O.) | Bldg. A - Admin/DOE Offices | Admin/DOE Offices | Fan Coil Unit |  | FCU 4-2 | Mitsubishi | PEFY-P36NMAU-E | 12W01803 | 13 tons | Room 101 | Room 101 | 2012-08-07 | RECURRING MAINT
WILSON ES (Honolulu D.O.) | Bldg. A - Admin/DOE Offices | Admin/DOE Offices | Fan Coil Unit |  | FCU 4-3 | Mitsubishi | PKFY-P12NHMU-E | 12A06517B | 14 tons | Room 101 Storage | Room 101 Storage | 2012-08-07 | RECURRING MAINT
WILSON ES (Honolulu D.O.) | Bldg. A - Admin/DOE Offices | Admin/DOE Offices | Air-Cooled Condensing Unit |  | ACCU-4 | Mitsubishi | PUMY-P48NHMU | 0XU00110A | 15 tons | Room 101 | Outdoor Enclosure | 2012-08-07 | RECURRING MAINT
WILSON ES (Honolulu D.O.) | Bldg. A - Admin/DOE Offices | Admin/DOE Offices | Fan Coil Unit |  | FCU-5 | Mitsubishi | PEFY-P48NMAU-E | 13W01530 | 16 tons | Room 108 | Room 108 | 2012-08-07 | RECURRING MAINT
WILSON ES (Honolulu D.O.) | Bldg. A - Admin/DOE Offices | Admin/DOE Offices | Air-Cooled Condensing Unit |  | ACCU-5 | Mitsubishi | PUMY-P48NHMU | 13U02241B | 17 tons | Room 108 | Outdoor Enclosure | 2012-08-07 | RECURRING MAINT
WILSON ES (Honolulu D.O.) | Bldg. A - Admin/DOE Offices | Admin/DOE Offices | Fan Coil Unit |  | FCU 6-1 | Mitsubishi | PEFY-P48NMAU-E | 13W01519 | 18 tons | Room 107 | Room 107 | 2012-08-07 | RECURRING MAINT
WILSON ES (Honolulu D.O.) | Bldg. A - Admin/DOE Offices | Admin/DOE Offices | Fan Coil Unit |  | FCU 6-2 | Mitsubishi | PKFY-P12NHMU-E | 12A06515B | 19 tons | Room 108 | Room 108 | 2012-08-07 | RECURRING MAINT
WILSON ES (Honolulu D.O.) | Bldg. A - Admin/DOE Offices | Admin/DOE Offices | Air-Cooled Condensing Unit |  | ACCU-6 | Mitsubishi | PUMY-P48NHMU | 07U00296A | 20 tons | Room 107/108 | Outdoor Enclosure | 2012-08-07 | RECURRING MAINT
WILSON ES (Honolulu D.O.) | Bldg. A - Admin/DOE Offices | Admin/DOE Offices | Fan Coil Unit |  | FCU 7-1 | Mitsubishi | PEFY-P48NMAU-E | 13W01525 | 21 tons | Room 106 | Room 106 | 2012-08-07 | RECURRING MAINT
WILSON ES (Honolulu D.O.) | Bldg. A - Admin/DOE Offices | Admin/DOE Offices | Fan Coil Unit |  | FCU 7-2 | Mitsubishi | PKFY-P12NHMU-E | 11A05992B | 22 tons | Room 107 | Room 107 | 2012-08-07 | RECURRING MAINT
WILSON ES (Honolulu D.O.) | Bldg. A - Admin/DOE Offices | Admin/DOE Offices | Air-Cooled Condensing Unit |  | ACCU-7 | Mitsubishi | PUMY-P48NHMU | 0EU00080A | 23 tons | Room 106/107 | Outdoor Enclosure | 2012-08-07 | RECURRING MAINT
WILSON ES (Honolulu D.O.) | Bldg. A - Admin/DOE Offices | Admin/DOE Offices | Fan Coil Unit |  | FCU-8 | Mitsubishi | PEFY-P48NMAU-E | 13W01526 | 24 tons | Room 105 | Room 105 | 2012-08-07 | RECURRING MAINT
WILSON ES (Honolulu D.O.) | Bldg. A - Admin/DOE Offices | Admin/DOE Offices | Air-Cooled Condensing Unit |  | ACCU-8 | Mitsubishi | PUMY-P48NHMU | 0ZU00076A | 25 tons | Room 105 | Outdoor Enclosure | 2012-08-07 | RECURRING MAINT
WILSON ES (Honolulu D.O.) | Bldg. G - DOE Offices | DOE Offices | Packaged Air Conditioning Unit | PACU-2260 | PACU-1 | Carrier | 50TJ006-501GA | 0598G21494 | 5 tons | Offices | Roof | 1998-06-01 | RECURRING MAINT |  |  |  |  | NIC - Replaced P29000-13; Need to add to Supplemental#1
WILSON ES (Honolulu D.O.) | Bldg. G - DOE Offices | DOE Offices | Packaged Air Conditioning Unit | PACU-2261 | PACU-2 | Carrier | 50HJ009-521 | 1901G35161 | 7.5 tons | Offices | Roof | 2003-01-13 | RECURRING MAINT |  |  |  |  | NIC - Replaced P29000-13; Need to add to Supplemental#1
WILSON ES (Honolulu D.O.) | Bldg. G - DOE Offices | DOE Offices | Packaged Air Conditioning Unit | PACU-2262 | PACU-3 | Carrier | 50MH042-4 | 4592078107 | 3.5 tons | Offices | Roof | 1994-09-01 | RECURRING MAINT |  |  |  |  | NIC - Replaced P29000-13; Need to add to Supplemental#1