## Exhibit B - Central AC Plant
Oahu Schools with Central Plant | Building Location | Building Use or Designation | Equipment Description | Equipment Number | Manufacturer | Model Number | Serial Number | Equipment Capacity | Area Served | Location | Date Installed | Monthly Service (Price Shall include total of 12 Service cycle per year) | Quarterly Service (Price Shall include total of 4 Service cycle per year) | Semi-Annual Service (Price Shall include total of 2 Service cycle per year) | Annual Service (Price Shall include total of 1 Service cycle per year) | Eddy Current Testing (Every 5 Years)
Ewa Makai Middle School | A | Kitchen | Air Handling Unit | AHU-3 | Trane | CSAA030UAA00 | K10B11363 | 28 ton | Kitchen | Mechanical Mezzanine A-118 | 2010-10-18
Ewa Makai Middle School | A | Library - Sector A | Air Handling Unit | AHU-4 | Trane | CSAA030UAA00 | K10B11370 | 50 ton | Library (Section A, B, C) | Mechanical Mezzanine A-118 | 2010-10-18
Ewa Makai Middle School | A | Library - Sector A | Outside Air Fan | OAF-1 | Greenheck | QEI-18-I-75-X | 11982331 | 7070 cubic feet per minute | AHU-4 | Mechanical Mezzanine A-118 | 2010-10-18
Ewa Makai Middle School | A | Library - Sector A | Return Air Fan | RAF-1 | Greenheck | QEI-22-I-100-X | 11982336 | 9500 cubic feet per minute | AHU-4 | Mechanical Mezzanine A-118 | 2010-10-18
Ewa Makai Middle School | A | Library - Sector A | Energy Recovery Module | ERM -1 | Greenheck | ERM-64H-30 | 11964021 | 7070 cubic feet per minute | AHU-4 | Mechanical Mezzanine A-118 | 2010-10-18
Ewa Makai Middle School | A | Classroom | Fan Powered Mixing Box | FPBs | Price-HVAC | Unknown | Unknown | Unknown | Unknown | Unknown | 2010-10-18
Ewa Makai Middle School | C | Media Control Room - Sector A | Air Handling Unit | AHU-10 | Trane | CSAA0043UAA00 | K10C22535 | Unknown | Media Room (C104) | Mechanical Mezzanine A-118 | 2010-10-18
Ewa Makai Middle School | D | Dining - Sector C | Air Handling Unit | AHU-5 | Trane | CSAA030UAA00 | K10B11377 | 60 ton | Dining Area (Section C) | Mechanical Mezzanine D-147 | 2010-10-18
Ewa Makai Middle School | D | Administration - Sector B | Air Handling Unit | AHU-6 | Trane | CSAA012UAA00 | K10B11384 | 25 ton | Administration Office (Section B) | Mechanical Mezzanine D-147 | 2010-10-18
Ewa Makai Middle School | D | Dining - Sector C | Outside Air Fan | OAF-1 | Greenheck | QEI-20-I-75-X | 11982332 | 8360 cubic feet per minute | AHU-5 | Mechanical Mezzanine D-147 | 2010-10-18
Ewa Makai Middle School | D | Administration - Sector B | Outside Air Fan | OAF-2 | Greenheck | QEI-15-I-20-X | 11982333 | 2930 cubic feet per minute | AHU-6 | Mechanical Mezzanine D-147 | 2010-10-18
Ewa Makai Middle School | D | Dining - Sector C | Return Air Fan | RAF-1 | Greenheck | QEI-20-I-75-X | 11982337 | 7700 cubic feet per minute | AHU-5 | Mechanical Mezzanine D-147 | 2010-10-18
Ewa Makai Middle School | D | Administration - Sector B | Return Air Fan | RAF-2 | Greenheck | QEI-16-I-50-X | 11982338 | 4830 cubic feet per minute | AHU-6 | Mechanical Mezzanine D-147 | 2010-10-18
Ewa Makai Middle School | D | Dining - Sector C | Energy Recovery Module | ERM -1 | Greenheck | ERM-74H-30 | 11964022 | 8400 cubic feet per minute | AHU-5 | Mechanical Mezzanine D-147 | 2010-10-18
Ewa Makai Middle School | D | Administration - Sector B | Energy Recovery Module | ERM -2 | Greenheck | Unknown | Unknown | Unknown | AHU-6 | Mechanical Mezzanine D-147 | 2010-10-18
Ewa Makai Middle School | D | Classroom | Fan Powered Mixing Box | FPBs | Price-HVAC | Unknown | Unknown | Unknown | Unknown | Unknown | 2010-10-18
Ewa Makai Middle School | E | Classroom - Sector H J | Air Handling Unit | AHU-8 | Trane | CSAA030UAA00 | K10B11391 | 68 ton | Classroom (Section E ) | Mechanical Room E-125 | 2010-10-18
Ewa Makai Middle School | E | Classroom - Sector H J | Return Air Fan | RAF-1 | Greenheck | QEI-18-I-50-X | 11982340 | 6800 cubic feet per minute | AHU-8 | Mechanical Room E-125 | 2010-10-18
Ewa Makai Middle School | E | Classroom - Sector H J | Fan Powered Mixing Box | FPBs | Price-HVAC | Unknown | Unknown | Unknown | Unknown | Unknown | 2010-10-18
Ewa Makai Middle School | F | Classroom - Sector F G | Air Handling Unit | AHU-7 | Trane | CSAA030UAA00 | K10B11398 | 70 ton | Classroom (Section F ) | Mechanical Room F-133 | 2010-10-18
Ewa Makai Middle School | F | Classroom - Sector F G | Return Air Fan | RAF-1 | Greenheck | QEI-18-I-50-X | 11982339 | 6800 cubic feet per minute | AHU-7 | Mechanical Room F-133 | 2010-10-18
Ewa Makai Middle School | F | Classroom - Sector F G | Energy Recovery Module | ERM -1 | Greenheck | ERM-52H-15 | 11964023 | 3000 cubic feet per minute | AHU-7 | Mechanical Room F-133 | 2010-10-18
Ewa Makai Middle School | F | Classroom - Sector F G | Fan Powered Mixing Box | FPBs | Price-HVAC | Unknown | Unknown | Unknown | Unknown | Unknown | 2010-10-18
Ewa Makai Middle School | H | Elective Wing - Sector D | Air Handling Unit | AHU-2 | Trane | CSAA012UAA00 | K10B11356 | 30 ton | Section H | Mechanical Mezzanine H-139 | 2010-10-18
Ewa Makai Middle School | H | Elective Wing - Sector E | Air Handling Unit | AHU-1 | Trane | CSAA021UAA00 | K10B11349 | 48 ton | Section H | Mechanical Mezzanine H-139 | 2010-10-18
Ewa Makai Middle School | H | Elective Wing - Sector E | Outside Air Fan | OAF 1 | Greenheck | QEI-18-I-50-X | 11982330 | 5570 cubic feet per minute | AHU-2 | Mechanical Mezzanine H-139 | 2010-10-18
Ewa Makai Middle School | H | Elective Wing - Sector E | Return Air Fan | RAF 1 | Greenheck | QEI-16-I-75-X | 11982335 | 5010 cubic feet per minute | AHU-2 | Mechanical Mezzanine H-139 | 2010-10-18
Ewa Makai Middle School | H | Elective Wing - Sector D | Return Air Fan | RAF 2 | Greenheck | QEI-16-I-50-X | 11982334 | 3420 cubic feet per minute | AHU-1 | Mechanical Mezzanine H-139 | 2010-10-18
Ewa Makai Middle School | H | Elective Wing - Sector E | Energy Recovery Module | ERM 1 | Greenheck | ERM-58H-15 | 11964020 | 5,600 cubic feet per minute | AHU-2 | Mechanical Mezzanine H-139 | 2010-10-18
Ewa Makai Middle School | H | Classroom | Reheat Water Pump | RHWP-1 | Bell & Gossett | PL-36B | 1BL003LF | 7 gallons per minute | Uknown | Heater Room H-108 | 2010-10-18
Ewa Makai Middle School | H | Classroom | Circulation Pump | CP-1 | Grundfos | UPS 32-80FB | 34128 | 15 gallons per minute | Uknown | Heater Room H-108 | 2010-10-18
Ewa Makai Middle School | H | Classroom | Heat Exchanger | HX-2 | Tranter | AXP-005-M-6-UJ-10 | SU778 | 5.9 square feet | Reheat Water | Heater Room H-108 | 2010-10-18
Ewa Makai Middle School | H | Classroom | Air Compressor | AC-1 | Ingrersoll Rand | 2475N5 | 1003050025 | 15 cubic feet per minute @150 pounds per square inch | Wood Shop | Compressor Room H-104 | 2010-10-18
Ewa Makai Middle School | H | Classroom | Dust Collector | DC-1 | ArrestAll | 3030525-001 | ALS090076 | 4100 cubic feet per minute | Wood Shop | Wood Shop Room H-104 | 2010-10-18
Ewa Makai Middle School | H | Classroom | Fan Powered Mixing Box | FPBs | Price-HVAC | Unknown | Unknown | Unknown | Unknown | Unknown | Unknown
Ewa Makai Middle School | H | Classroom | Fan Coil Unit | FCU-1 | Carrier | 42WKN | Unknown | Unknown | H-154 | H-154 | 2019-08-30
Ewa Makai Middle School | G | K (Outside) | Air Cool Condensing Unit | ACCU-1 | Carrier | 39MW | Unknown | Unknown | G | Chiller Plant | 2019-05-24
Ewa Makai Middle School | G | K (Outside) | Air Cool Condensing Unit | ACCU-2 | Carrier | 39MW | Unknown | Unknown | G | Chiller Plant | 2019-05-24
Ewa Makai Middle School | G | Communication Room | Fan Coil Unit | FCU-1 | Carrier | 40-MAQB18B-3 | Unknown | Unknown | COMMUNICATION ROOM G-127 | COMMUNICATION ROOM G-127 | 2019-05-24
Ewa Makai Middle School | G | Communication Room | Fan Coil Unit | FCU-2 | Carrier | 40-MAQB18B-3 | Unknown | Unknown | COMMUNICATION ROOM G-226 | COMMUNICATION ROOM G-226 | 2019-05-24
Ewa Makai Middle School | G | K (Outside) | Air Cooled Chiller | CH-1 | Carrier | 30XV42006M2056410 | Unknown | Unknown | G | Chiller Plant | 2019-05-24
Ewa Makai Middle School | G | K (Outside) | Chilled Water Circulation Pump | CHWCP-1 | Bell & Gosseit | E-1510 | Unknown | Unknown | G | Chiller Plant | 2019-05-24
Ewa Makai Middle School | G | K (Outside) | Chilled Water Circulation Pump | CHWCP-2 | Bell & Gosseit | E-1510 | Unknown | Unknown | G | Chiller Plant | 2019-05-24
Ewa Makai Middle School | G | 1st Floor | Air Handling Unit | AHU-1 | Carrier | 39MN61W024XJB34XPE | 4417U41725 | 7600 cubic feet per minute | 1st Floor | 1ST FLOOR Mechanical Room | 2019-05-24
Ewa Makai Middle School | G | 2nd Floor | Air Handling Unit | AHU-2 | Carrier | 39MN61W024XJB34XPE | 4417U41726 | 7300 cubic feet per minute | 2nd Floor | 2ND FLOOR Mechanical Room | 2019-05-24
Ewa Makai Middle School | G | Classroom | Variable Air Volume Unit | VAV-1-1 | Carrier | 35E | Unknown | Unknown | G-128 | Ceiling suspended | 2019-05-24
Ewa Makai Middle School | G | Classroom | Variable Air Volume Unit | VAV-1-2 | Carrier | 35E | Unknown | Unknown | G-129 | Ceiling suspended | 2019-05-24
Ewa Makai Middle School | G | Classroom | Variable Air Volume Unit | VAV-1-3 | Carrier | 35E | Unknown | Unknown | G-119 | Ceiling suspended | 2019-05-24
Ewa Makai Middle School | G | Classroom | Variable Air Volume Unit | VAV-1-4 | Carrier | 35E | Unknown | Unknown | G-111 | Ceiling suspended | 2019-05-24
Ewa Makai Middle School | G | Classroom | Variable Air Volume Unit | VAV-1-5 | Carrier | 35E | Unknown | Unknown | G-118 | Ceiling suspended | 2019-05-24
Ewa Makai Middle School | G | Classroom | Variable Air Volume Unit | VAV-1-6 | Carrier | 35E | Unknown | Unknown | G-131 | Ceiling suspended | 2019-05-24
Ewa Makai Middle School | G | Classroom | Variable Air Volume Unit | VAV-1-7 | Carrier | 35E | Unknown | Unknown | G-112 | Ceiling suspended | 2019-05-24
Ewa Makai Middle School | G | Classroom | Variable Air Volume Unit | VAV-1-8 | Carrier | 35E | Unknown | Unknown | G-132 | Ceiling suspended | 2019-05-24
Ewa Makai Middle School | G | Classroom | Variable Air Volume Unit | VAV-1-9 | Carrier | 35E | Unknown | Unknown | G-113 | Ceiling suspended | 2019-05-24
Ewa Makai Middle School | G | Classroom | Variable Air Volume Unit | VAV-1-10 | Carrier | 35E | Unknown | Unknown | G-133 | Ceiling suspended | 2019-05-24
Ewa Makai Middle School | G | Classroom | Variable Air Volume Unit | VAV-1-11 | Carrier | 35E | Unknown | Unknown | G-127 | Ceiling suspended | 2019-05-24
Ewa Makai Middle School | G | Classroom | Variable Air Volume Unit | VAV-1-12 | Carrier | 35E | Unknown | Unknown | G-125 | Ceiling suspended | 2019-05-24
Ewa Makai Middle School | G | Classroom | Variable Air Volume Unit | VAV-1-13 | Carrier | 35E | Unknown | Unknown | G-107 | Ceiling suspended | 2019-05-24
Ewa Makai Middle School | G | Classroom | Variable Air Volume Unit | VAV-1-14 | Carrier | 35E | Unknown | Unknown | G-120 | Ceiling suspended | 2019-05-24
Ewa Makai Middle School | G | Classroom | Variable Air Volume Unit | VAV-1-15 | Carrier | 35E | Unknown | Unknown | G-124 | Ceiling suspended | 2019-05-24
Ewa Makai Middle School | G | Classroom | Variable Air Volume Unit | VAV-1-16 | Carrier | 35E | Unknown | Unknown | G-106 | Ceiling suspended | 2019-05-24
Ewa Makai Middle School | G | Classroom | Variable Air Volume Unit | VAV-1-17 | Carrier | 35E | Unknown | Unknown | G-123 | Ceiling suspended | 2019-05-24
Ewa Makai Middle School | G | Classroom | Variable Air Volume Unit | VAV-1-18 | Carrier | 35E | Unknown | Unknown | G-105 | Ceiling suspended | 2019-05-24
Ewa Makai Middle School | G | Classroom | Variable Air Volume Unit | VAV-1-19 | Carrier | 35E | Unknown | Unknown | G-101 | Ceiling suspended | 2019-05-24
Ewa Makai Middle School | G | Classroom | Variable Air Volume Unit | VAV-1-20 | Carrier | 35E | Unknown | Unknown | G-102 | Ceiling suspended | 2019-05-24
Ewa Makai Middle School | G | Classroom | Variable Air Volume Unit | VAV-1-21 | Carrier | 35E | Unknown | Unknown | G-103 | Ceiling suspended | 2019-05-24
Ewa Makai Middle School | G | Classroom | Variable Air Volume Unit | VAV-2-1 | Carrier | 35E | Unknown | 50 cubic feet per minute | G-224 mechanical room | Ceiling suspended | 2019-05-24
Ewa Makai Middle School | G | Classroom | Variable Air Volume Unit | VAV-2-2 | Carrier | 35E | Unknown | 180 cubic feet per minute | G-228A Teacher prep room | Ceiling suspended | 2019-05-24
Ewa Makai Middle School | G | Classroom | Variable Air Volume Unit | VAV-2-3 | Carrier | 35E | Unknown | 1400 cubic feet per minute | G-228 Science Classroom | Ceiling suspended | 2019-05-24
Ewa Makai Middle School | G | Classroom | Variable Air Volume Unit | VAV-2-4 | Carrier | 35E | Unknown | 900 cubic feet per minute | G-219 | Ceiling suspended | 2019-05-24
Ewa Makai Middle School | G | Classroom | Variable Air Volume Unit | VAV-2-5 | Carrier | 35E | Unknown | 900 cubic feet per minute | G-217 Interior commons | Ceiling suspended | 2019-05-24
Ewa Makai Middle School | G | Classroom | Variable Air Volume Unit | VAV-2-6 | Carrier | 35E | Unknown | 900 cubic feet per minute | G-229 | Ceiling suspended | 2019-05-24
Ewa Makai Middle School | G | Classroom | Variable Air Volume Unit | VAV-2-7 | Carrier | 35E | Unknown | 1520 cubic feet per minute | G-230 | Ceiling suspended | 2019-05-24
Ewa Makai Middle School | G | Classroom | Variable Air Volume Unit | VAV-2-8 | Carrier | 35E | Unknown | 770 cubic feet per minute | G-232 | Ceiling suspended | 2019-05-24
Ewa Makai Middle School | G | Classroom | Variable Air Volume Unit | VAV-2-9 | Carrier | 35E | Unknown | 1095 cubic feet per minute | G-214 | Ceiling suspended | 2019-05-24
Ewa Makai Middle School | G | Classroom | Variable Air Volume Unit | VAV-2-10 | Carrier | 35E | Unknown | 1840 cubic feet per minute | G-213 | Ceiling suspended | 2019-05-24
Ewa Makai Middle School | G | Classroom | Variable Air Volume Unit | VAV-2-11 | Carrier | 35E | Unknown | 1480 cubic feet per minute | G-211 | Ceiling suspended | 2019-05-24
Ewa Makai Middle School | G | Classroom | Variable Air Volume Unit | VAV-2-12 | Carrier | 35E | Unknown | 300 cubic feet per minute | G-227 | Ceiling suspended | 2019-05-24
Ewa Makai Middle School | G | Classroom | Variable Air Volume Unit | VAV-2-13 | Carrier | 35E | Unknown | 1600 cubic feet per minute | G-223 | Ceiling suspended | 2019-05-24
Ewa Makai Middle School | G | Classroom | Variable Air Volume Unit | VAV-2-14 | Carrier | 35E | Unknown | 900 cubic feet per minute | G-219 | Ceiling suspended | 2019-05-24
Ewa Makai Middle School | G | Classroom | Variable Air Volume Unit | VAV-2-15 | Carrier | 35E | Unknown | 1520 cubic feet per minute | G-222 | Ceiling suspended | 2019-05-24
Ewa Makai Middle School | G | Classroom | Variable Air Volume Unit | VAV-2-16 | Carrier | 35E | Unknown | 1520 cubic feet per minute | G-221 | Ceiling suspended | 2019-05-24
Ewa Makai Middle School | G | Classroom | Variable Air Volume Unit | VAV-2-17 | Carrier | 35E | Unknown | 2260 cubic feet per minute | G-201 | Ceiling suspended | 2019-05-24
Ewa Makai Middle School | G | Classroom | Variable Air Volume Unit | VAV-2-18 | Carrier | 35E | Unknown | 490 cubic feet per minute | G-202 | Ceiling suspended | 2019-05-24
Ewa Makai Middle School | G | Classroom | Variable Air Volume Unit | VAV-2-19 | Carrier | 35E | Unknown | 2220 cubic feet per minute | G-203 | Ceiling suspended | 2019-05-24
Ewa Makai Middle School | G | Classroom | Variable Air Volume Unit | VAV-2-20 | Carrier | 35E | Unknown | 1420 cubic feet per minute | G-205 | Ceiling suspended | 2019-05-24
Ewa Makai Middle School | G | Classroom | Variable Air Volume Unit | VAV-2-21 | Carrier | 35E | Unknown | 1380 cubic feet per minute | G-206 | Ceiling suspended | 2019-05-24
Ewa Makai Middle School | G | Classroom | Variable Air Volume Unit | VAV-2-22 | Carrier | 35E | Unknown | 1420 cubic feet per minute | G-207 | Ceiling suspended | 2019-05-24
Ewa Makai Middle School | K | Chiller Plant | Chiller | CH-1 | Trane | CVHE0320FA4Z0PCF22 | L10C01241 | 220 ton | Entire School | Central Plant | 2010-10-18
Ewa Makai Middle School | K | Chiller Plant | Chiller | CH-2 | Trane | CVHE0320FA4Z0PCF22 | L10C01233 | 220 ton | Entire School | Central Plant | 2010-10-18
Ewa Makai Middle School | K | Chiller Plant Outside | Air Cooled Screw Chiller | CH-3 | Carrier | 30XVA2006M2056410 (30RAP0706LB012J0) | 4517Q95803 (4918Q88619) | 70 ton | Entire School | Building-K Outdoor | 2019-08-30
Ewa Makai Middle School | K | Chiller Plant Outside | Chilled Water Pump | CHWCP-3 | Taco | TA1030B7L1A2L0 | Unknown | 719 gallons per minute | Entire School | Building-K Outdoor | 2019-08-30
Ewa Makai Middle School | K | Chiller Plant Outside | Chilled Water Pump | CHWCP-4 | Taco | TA1030B7L1A2L0 | Unknown | 719 gallons per minute | Entire School | Building-K Outdoor | 2019-08-30
Ewa Makai Middle School | K | Chiller Plant Outside | Hot Water Circulation Pump | HWCP-1 | Aurora | 2X3X11, 10-1964082-2 | Unknown | 123 gallons per minute | Entire School | Building-K Outdoor | 2019-08-30
Ewa Makai Middle School | K | Chiller Plant | Cooling Tower | CT-1 | Evapco | USS 1979 | 10381228 | 220 ton | Entire School | Central Plant | 2010-10-18
Ewa Makai Middle School | K | Chiller Plant | Cooling Tower | CT-2 | Evapco | USS 1979 | 10381227 | 220 ton | Entire School | Central Plant | 2010-10-18
Ewa Makai Middle School | K | Chiller Plant | Heat Pump | HP-1 | Heat Harvester | HPWS5FS60 4DW | 031010-9024-U#1 | 600,000/408,000 British Thermal Unit | Entire School | Central Plant | 2010-10-18
Ewa Makai Middle School | K | Chiller Plant | Heat Pump | HP-2 | Heat Harvester | HPWS5FS60 4DW | 031010-9024-U#2 | 600,000/408,000 British Thermal Unit | Entire School | Central Plant | 2010-10-18
Ewa Makai Middle School | K | Chiller Plant | Primary Chilled Water Pump | PCHWP-1 | Taco | TA0824 | PAL356787 | 377 gallons per minute | Entire School | Central Plant | 2010-10-18
Ewa Makai Middle School | K | Chiller Plant | Primary Chilled Water Pump | PCHWP-2 | Taco | TA0824 | PAL356786 | 377 gallons per minute | Entire School | Central Plant | 2010-10-18
Ewa Makai Middle School | K | Chiller Plant | Secondary Chilled Water Pump | SCHWP-1 | Taco | TA1030B7L1A2L0, 11.9 | PAL356793 | 755 gallons per minute | Entire School | Central Plant | 2010-10-18
Ewa Makai Middle School | K | Chiller Plant | Secondary Chilled Water Pump | SCHWP-2 | Taco | TA1030B7L1A2L0, 11.9 | PAL356792 | 755 gallons per minute | Entire School | Central Plant | 2010-10-18
Ewa Makai Middle School | K | Chiller Plant | Condenser Water Pump | CWP-1 | Taco | TA1229 | PAL356794 | 660 gallons per minute | Entire School | Central Plant | 2010-10-18
Ewa Makai Middle School | K | Chiller Plant | Condenser Water Pump | CWP-2 | Taco | TA1229 | PAL356795 | 660 gallons per minute | Entire School | Central Plant | 2010-10-18
Ewa Makai Middle School | K | Chiller Plant | Chilled Water Circulation Pump | CHWCP-1 | Taco | FL1509 | PAL356791 | 60 gallons per minute | Entire School | Central Plant | 2010-10-18
Ewa Makai Middle School | K | Chiller Plant | Chilled Water Circulation Pump | CHWCP-2 | Taco | FL1509 | PAL356790 | 60 gallons per minute | Entire School | Central Plant | 2010-10-18
Ewa Makai Middle School | K | Chiller Plant | Hot Water Circulation Pump | HWCP-1 | Aurora | FL2009_364 | F0909172080 | 120 gallons per minute | Entire School | Central Plant | 2010-10-18
Ewa Makai Middle School | K | Chiller Plant | Hot Water Circulation Pump | HWCP-2 | Aurora | FL2009_364 | F0909172081 | 120 gallons per minute | Entire School | Central Plant | 2010-10-18
Ewa Makai Middle School | K | Chiller Plant | Heat Exchanger | HX-1 | Tranter | ACP-026-M-KP-88 | SU777 | 463 square feet | Condenser Water | Central Plant | 2010-10-18
Ewa Makai Middle School | K | Chiller Plant | Supply Fan | SF C-1 | Greenheck | QEI-16-1-5-X | 11982341 1002 | 2500 cubic feet per minute | Central Plant | Central Plant | 2010-10-18
Ewa Makai Middle School | K | Chiller Plant | Exhaust Fan | EF C-1 | Greenheck | QEI-18-I-5-X | 11982329 | 2500 cubic feet per minute | Central Plant | Central Plant | 2010-10-18
Ewa Makai Middle School | P1 | Portable Classroom | Vertical Packaged Air Conditioning | PACU-1 | BARD | W49A1-A0ZVP4XXX | 343F133013904-02 | 4 ton | P1- Portable Classroom | P1 | 2014-10-01
Ewa Makai Middle School | P2 | Portable Classroom | Vertical Packaged Air Conditioning | PACU-1 | BARD | W49A1-A0ZVP4XXX | 343D133005142-02 | 4 ton | P2- Portable Classroom | P2 | 2014-10-01
Ewa Makai Middle School | P3 | Portable Classroom | Vertical Packaged Air Conditioning | PACU-1 | BARD | W49A1-A0ZVP4XXX | 343D133005146-02 | 4 ton | P3 - Portable Classroom | P3 | 2014-10-01
Ewa Makai Middle School | P4 | Portable Classroom | Vertical Packaged Air Conditioning | PACU-1 | BARD | W49A1-A0ZVP4XXX | 343D133005144-02 | 4 ton | P4- Portable Classroom | P4 | 2014-10-01
Holomua Elementary School | A | Administration and Library | Air Handling Unit | AHU-1 | Trane | MCCA012LCD | K96B11778 | 5400 cubic feet per minute | Main Library L101 | Mezzanine Mechanical | 1996-07-01
Holomua Elementary School | A | Administration and Library | Air Handling Unit | AHU-2 | Trane | MCCA008HB | K96B11845 | 3700 cubic feet per minute | Workroom L105 | Mezzanine Mechanical | 1996-07-01
Holomua Elementary School | A | Administration and Library | Air Handling Unit | AHU-3 | Trane | MCCA017HB | K96B11915 | 6000 cubic feet per minute | General Office Area | Mezzanine Mechanical | 1996-07-01
Holomua Elementary School | A | Administration and Library | Air Handling Unit | AHU-4 | Trane | MCCA008MA | K96B11820 | 1950 cubic feet per minute | Media Control | Mechanical Room112 | 1996-07-01
Holomua Elementary School | A | Administration and Library | Fan Coil Unit | FCU-1 | Trane | BCHB1082AB | R95L20693 | 400 cubic feet per minute | Library Office L104 | Mezzanine Mechanical | 1996-07-01
Holomua Elementary School | A | Administration and Library | Fan Coil Unit | FCU-2 | Trane | BCHB1082AB | R95L80695 | 400 cubic feet per minute | List, View L102 | Mezzanine Mechanical | 1996-07-01
Holomua Elementary School | A | Administration and Library | Fan Coil Unit | FCU-3 | Trane | BCHB0362AB | R95L20696 | 800 cubic feet per minute | Student Conference L103 | Mezzanine Mechanical | 1996-07-01
Holomua Elementary School | A | Administration and Library | Fan Coil Unit | FCU-4 | Trane | BCHB0542AB | R95L20700 | 1000 cubic feet per minute | PCNC A112 | Mezzanine Mechanical | 1996-07-01
Holomua Elementary School | A | Administration and Library | Fan Coil Unit | FCU-5 | Trane | BCHB0362AB | R95L20697 | 800 cubic feet per minute | Conference | Mezzanine Mechanical | 1996-07-01
Holomua Elementary School | A | Administration and Library | Fan Coil Unit | FCU-6 | Trane | BCHB0362AB | R95L20699 | 750 cubic feet per minute | Staff Conference A104 | Mezzanine Mechanical | 1996-07-01
Holomua Elementary School | A | Administration and Library | Fan Coil Unit | FCU-7 | Fujitsu | ASU36CLX1 | 004320 | 600 cubic feet per minute | Media Center | Media Center | 2012-07-06
Holomua Elementary School | A | Administration and Library | Fan Coil Unit | FCU-8 | Fujitsu | ASU36CLX1 | 004321 | 600 cubic feet per minute | Media Center | Media Center | 2012-07-06
Holomua Elementary School | A | Administration and Library | Air-Cooled Condensing Unit | ACCU-1 | Fujitsu | AOU36CLX1 | HBN0055941 | 3 Ton | Media Center | Media Center | 2012-07-06
Holomua Elementary School | A | Administration and Library | Air-Cooled Condensing Unit | ACCU-2 | Fujitsu | AOU36CLX1 | HBN0055939 | 3 Ton | Media Center | Media Center | 2012-07-06
Holomua Elementary School | A | Administration and Library | VAV Terminal Units | VAV-?s | Trane | Unknown | Unknown | ? cubic feet per minute | Generaleral Office Area | General Office Ceiling | 1996-07-01
Holomua Elementary School | D | Classrooms | Air Handling Unit | AHU-1 | Trane | MCCA006HBC | K96B11816 | 2000 cubic feet per minute | Faculty Ctr 114 | G Tlt 124 Ceiling | 1996-07-01
Holomua Elementary School | D | Classrooms | Air Handling Unit | AHU-2 | Trane | MCCA006HBC | K96B11786 | 2100 cubic feet per minute | Teacher Workroom 113 | B Tlt 123 Ceiling | 1996-07-01
Holomua Elementary School | D | Classrooms | Air Handling Unit | AHU-3 | Trane | MCCA006HBC | K96B11798 | 2100 cubic feet per minute | Teacher Workroom 115 | B Tlt 1st Ceiling | 1996-07-01
Holomua Elementary School | D | Classrooms | Air Handling Unit | AHU-4 | Trane | MCCA006HBC | K96B11833 | 1400 cubic feet per minute | General Storage 214 | G Tlt 221Ceiling | 1996-07-01
Holomua Elementary School | D | Classrooms | Air Handling Unit | AHU-5 | Trane | MCCA006HBC | K96B11756 | 2100 cubic feet per minute | Teacher Workroom 213 | G Tlt 220 Ceiling | Unknown
Holomua Elementary School | D | Classrooms | Air Handling Unit | AHU-6 | Trane | MCCA006GAL | K96B11761 | 2100 cubic feet per minute | Teacher Workroom 215 | B Tlt 223 Ceiling | Unknown
Holomua Elementary School | D | Classrooms | Fan Coil Unit | FCU-1 | Trane | BCHB 0722AB | Unknown | 1300 cubic feet per minute | Classrooms | Air Condition Rooms 1, 2 | 1996-07-01
Holomua Elementary School | D | Classrooms | Fan Coil Unit | FCU-2 | Trane | BCHB 0722AB | Unknown | 1600 cubic feet per minute | Classroom 107 | Air Condition Room 1Floor | 1996-07-01
Holomua Elementary School | D | Classrooms | Fan Coil Unit | FCU-3 | Trane | BCHB 0722AB | Unknown | 800 cubic feet per minute | Itiner Service Center | G Tlt 126 Clg | 1996-07-01
Holomua Elementary School | D | Classrooms | Fan Coil Unit | FCU-4 | Trane | BCHB 0722AB | Unknown | Unknown | 1st Floor D104 | Unknown | Unknown
Holomua Elementary School | D | Classrooms | Fan Coil Unit | FCU-5 | Trane | BCHB 0722AB | Unknown | Unknown | 1st Floor | Unknown | Unknown
Holomua Elementary School | D | Classrooms | Fan Coil Unit | FCU-6 | Trane | BCHB 0722AB | Unknown | Unknown | 1st Floor | Unknown | Unknown
Holomua Elementary School | D | Classrooms | Fan Coil Unit | FCU-7 | Trane | BCHB 0362AB | Unknown | Unknown | 1st Floor | Unknown | Unknown
Holomua Elementary School | D | Classrooms | Fan Coil Unit | FCU-8 | Trane | BCHB 0722AB | Unknown | Unknown | 1st Floor | Unknown | Unknown
Holomua Elementary School | D | Classrooms | Fan Coil Unit | FCU-9 | Trane | BCHB 0722AB | Unknown | Unknown | 1st Floor | Unknown | Unknown
Holomua Elementary School | D | Classrooms | Fan Coil Unit | FCU-10 | Trane | BCHB 0722AB | Unknown | Unknown | 1st Floor | Unknown | Unknown
Holomua Elementary School | D | Classrooms | Fan Coil Unit | FCU-11 | Trane | BCHB 0722AB | Unknown | Unknown | 1st Floor | Unknown | Unknown
Holomua Elementary School | D | Classrooms | Fan Coil Unit | FCU-12 | Trane | BCHB 0722AB | Unknown | Unknown | 1st Floor | Unknown | Unknown
Holomua Elementary School | D | Classrooms | Fan Coil Unit | FCU-13 | Trane | BCHB 0722AB | R95L20703 | Unknown | 2nd Floor- Room 702 | Unknown | Unknown
Holomua Elementary School | D | Classrooms | Fan Coil Unit | FCU-14 | Trane | BCHB 0722AB | R95L20708 | Unknown | 2nd Floor- Room 701 | Unknown | Unknown
Holomua Elementary School | D | Classrooms | Fan Coil Unit | FCU-15 | Trane | BCHB 0722AB | R95L20716 | Unknown | 2nd Floor- Room 713 | Unknown | Unknown
Holomua Elementary School | D | Classrooms | Fan Coil Unit | FCU-16 | Trane | BCHB 0722AB | R95L20711 | Unknown | 2nd Floor- Room 714 | Unknown | Unknown
Holomua Elementary School | D | Classrooms | Fan Coil Unit | FCU-17 | Trane | BCHB 0722AB | R95L20710 | Unknown | 2nd Floor- Room 706 | Unknown | Unknown
Holomua Elementary School | D | Classrooms | Fan Coil Unit | FCU-18 | Trane | BCHB 0722AB | R95L20721 | Unknown | 2nd Floor- Room 705 | Unknown | Unknown
Holomua Elementary School | D | Classrooms | Fan Coil Unit | FCU-19 | Trane | BCHB 0722AB | R95L20723 | Unknown | 2nd Floor- Room 718 | Unknown | Unknown
Holomua Elementary School | D | Classrooms | Fan Coil Unit | FCU-20 | Trane | BCHB 0722AB | R95L20720 | Unknown | 2nd Floor- Room 715 | Unknown | Unknown
Holomua Elementary School | D | Classrooms | Fan Coil Unit | FCU-21 | Trane | BCHB 0722AB | R95L20704 | Unknown | 2nd Floor- Room 709 | Unknown | Unknown
Holomua Elementary School | D | Classrooms | Fan Coil Unit | FCU-22 | Trane | BCHB 0722AB | R95L20722 | Unknown | 2nd Floor- Room 707 | Unknown | Unknown
Holomua Elementary School | D | Classrooms | Fan Coil Unit | FCU-23 | Trane | BCHB 0722AB | R95L20712 | Unknown | 2nd Floor- Room 719 | Unknown | Unknown
Holomua Elementary School | D | Classrooms | Fan Coil Unit | FCU-24 | Trane | BCHB 0722AB | R95L20717 | Unknown | 2nd Floor- Room 720 | Unknown | Unknown
Holomua Elementary School | E | Classrooms | Fan Coil Unit | FCU-1 | Trane | BCHB0541 | R96M33962 | 1300 cubic feet per minute | Room 101 | Mechanical Room | 1997-08-01
Holomua Elementary School | E | Classrooms | Fan Coil Unit | FCU-2 | Trane | BCHB0541 | R96M33958 | 1300 cubic feet per minute | Room 102 | Mechanical Room | 1997-08-01
Holomua Elementary School | E | Classrooms | Fan Coil Unit | FCU-3 | Trane | BCHB0541 | R96M33975 | 1300 cubic feet per minute | Room 103 | Mechanical Room | 1997-08-01
Holomua Elementary School | E | Classrooms | Fan Coil Unit | FCU-4 | Trane | BCHB0541 | R96M339?? | 1300 cubic feet per minute | Room 104 | Mechanical Room | 1997-08-01
Holomua Elementary School | E | Classrooms | Fan Coil Unit | FCU-5 | Trane | BCHB0541 | R96M33964 | 1300 cubic feet per minute | Room 105 | Mechanical Room Ceiling | 1997-08-01
Holomua Elementary School | E | Classrooms | Fan Coil Unit | FCU-6 | Trane | BCHB0541 | R96M33959 | 1300 cubic feet per minute | Room 106 | Mechanical Room Ceiling | 1997-08-01
Holomua Elementary School | E | Classrooms | Fan Coil Unit | FCU-7 | Trane | BCHB0541 | R96M33960 | 1300 cubic feet per minute | Room 107 | Mechanical Room | 1997-08-01
Holomua Elementary School | E | Classrooms | Fan Coil Unit | FCU-8 | Trane | BCHB0541 | R96M33961 | 1300 cubic feet per minute | Room 108 | Mechanical Room | 1997-08-01
Holomua Elementary School | E | Classrooms | Fan Coil Unit | FCU-9 | Trane | BCHB0541 | R96M33970 | 1300 cubic feet per minute | Room 109 | Mechanical Room | 1997-08-01
Holomua Elementary School | E | Classrooms | Fan Coil Unit | FCU-10 | Trane | BCHB0541 | R96M33972 | 1300 cubic feet per minute | Room 110 | Mechanical Room | 1997-08-01
Holomua Elementary School | E | Classrooms | Fan Coil Unit | FCU-11 | Trane | BCHB0541 | R96M33957 | 1300 cubic feet per minute | Room 111 | Mechanical Room | 1997-08-01
Holomua Elementary School | E | Classrooms | Fan Coil Unit | FCU-12 | Trane | BCHB0541 | R96M33963 | 1300 cubic feet per minute | Room 112 | Mechanical Room | 1997-08-01
Holomua Elementary School | E | Classrooms | Fan Coil Unit | FCU-13 | Trane | BCHB0541 | R96M33969 | 1300 cubic feet per minute | Room 113 | Mechanical Room | 1997-08-01
Holomua Elementary School | E | Classrooms | Fan Coil Unit | FCU-14 | Trane | BCHB0541 | R96M33974 | 1300 cubic feet per minute | Room 114 | Mechanical Room | 1997-08-01
Holomua Elementary School | E | Classrooms | Fan Coil Unit | FCU-15 | Trane | BCHB0541 | R96M33973 | 1300 cubic feet per minute | Room 115 | Mechanical Room | 1997-08-01
Holomua Elementary School | E | Classrooms | Fan Coil Unit | FCU-16 | Trane | BCHB0541 | R96M33968 | 1300 cubic feet per minute | Room 116 | Mechanical Room | 1997-08-01
Holomua Elementary School | E | Classrooms | Fan Coil Unit | FCU-17 | Trane | BCHB0541 | R96M33979 | 1300 cubic feet per minute | Room 117 | Mechanical Room | 1997-08-01
Holomua Elementary School | E | Classrooms | Fan Coil Unit | FCU-18 | Trane | BCHB0541 | R96M33978 | 1300 cubic feet per minute | Room 118 | Mechanical Room | 1997-08-01
Holomua Elementary School | E | Classrooms | Fan Coil Unit | FCU-19 | Trane | BCHB0361 | R96M33966 | 990 cubic feet per minute | Teacher Workroom 121 | Toilet Ceiling | 1997-08-01
Holomua Elementary School | E | Classrooms | Fan Coil Unit | FCU-20 | Trane | BCHB0361 | R96M339?? | 990 cubic feet per minute | Faculty Center 120 | Toilet Ceiling | 1997-08-01
Holomua Elementary School | E | Classrooms | Fan Coil Unit | FCU-21 | Trane | BCHB0361 | R96M33977 | 990 cubic feet per minute | Tower Center 122 | Toilet Ceiling | 1997-08-01
Holomua Elementary School | E | Classrooms | Fan Coil Unit | FCU-22 | Trane | BCHB0361 | R96M33976 | 990 cubic feet per minute | Tower Center 119 | Toilet Ceiling | 1997-08-01
Holomua Elementary School | E | Classrooms | Pre-Cooler Coil | PCC-1 | Trane | Type WL | Unknown | 900 cubic feet per minute | Fan Coil Units | Mechanical Rooms | 1997-08-01
Holomua Elementary School | E | Classrooms | Pre-Cooler Coil | PCC-2 | Trane | Type WL | Unknown | 900 cubic feet per minute | Fan Coil Units | Mechanical Rooms | 1997-08-01
Holomua Elementary School | E | Classrooms | Pre-Cooler Coil | PCC-3 | Trane | Type WL | Unknown | 900 cubic feet per minute | Fan Coil Units | Mechanical Rooms | 1997-08-01
Holomua Elementary School | E | Classrooms | Pre-Cooler Coil | PCC-4 | Trane | Type WL | Unknown | 900 cubic feet per minute | Fan Coil Units | Mechanical Rooms | 1997-08-01
Holomua Elementary School | E | Classrooms | Pre-Cooler Coil | PCC-5 | Trane | Type WL | Unknown | 900 cubic feet per minute | Fan Coil Units | Mechanical Rooms | 1997-08-01
Holomua Elementary School | E | Classrooms | Pre-Cooler Coil | PCC-6 | Trane | Type WL | Unknown | 900 cubic feet per minute | Fan Coil Units | Mechanical Rooms | 1997-08-01
Holomua Elementary School | E | Classrooms | Pre-Cooler Coil | PCC-7 | Trane | Type WL | Unknown | 900 cubic feet per minute | Fan Coil Units | Mechanical Rooms | 1997-08-01
Holomua Elementary School | E | Classrooms | Pre-Cooler Coil | PCC-8 | Trane | Type WL | Unknown | 900 cubic feet per minute | Fan Coil Units | Mechanical Rooms | 1997-08-01
Holomua Elementary School | E | Classrooms | Pre-Cooler Coil | PCC-9 | Trane | Type WL | Unknown | 900 cubic feet per minute | Fan Coil Units | Mechanical Rooms | 1997-08-01
Holomua Elementary School | F | Mechanical Room | Centrifugal Chiller (R-123) | CH-1 | Trane | RTHDUB2FXHOUAB2W | U12D03201 | 200 ton | Entire School | Chiller Room | 2012-07-06
Holomua Elementary School | F | Mechanical Room | Centrifugal Chiller (R-123) | CH-2 | Trane | RTHDUB2FXHOUAB2W | U12D03202 | 200 ton | Entire School | Chiller Room | 2012-07-06
Holomua Elementary School | F | Mechanical Room | Cooling Tower | CT-1 | EVAPCO | LPT859 | 1241009 | 200 ton | Entire School | Cool Tower Enclosure | 2012-07-06
Holomua Elementary School | F | Mechanical Room | Cooling Tower | CT-2 | EVAPCO | LPT859 | 1241008 | 200 ton | Entire School | Cool Tower Enclosure | 2012-07-06
Holomua Elementary School | F | Mechanical Room | Chilled Water Pump | CHWP-1 | Aurora | 410 | 3 x 4 x 14 | 500 gallons per minute | Entire School | Chiller Room | 2012-07-06
Holomua Elementary School | F | Mechanical Room | Chilled Water Pump | CHWP-2 | Aurora | 410 | 3 x 4 x 14 | 500 gallons per minute | Entire School | Chiller Room | 2012-07-06
Holomua Elementary School | F | Mechanical Room | Chilled Water Pump | CHWP-3 | Aurora | 410 | 4 x 5 x 10b | 500 gallons per minute | Entire School | Chiller Room | 2012-07-06
Holomua Elementary School | F | Mechanical Room | Chilled Water Pump | CHWP-4 | Aurora | 410 | 4 x 5 x 10b | 500 gallons per minute | Entire School | Chiller Room | 2012-07-06
Holomua Elementary School | F | Mechanical Room | Condenser Water Pump | CWP-1 | Aurora | 413 BF | 5 X 6 X 11A | 600 gallons per minute | Entire School | Chiller Room | 2012-07-06
Holomua Elementary School | F | Mechanical Room | Condenser Water Pump | CWP-2 | Aurora | 413 BF | 5 X 6 X 11A | 600 gallons per minute | Entire School | Chiller Room | 2012-07-06
Holomua Elementary School | F | Mechanical Room | Heat Recovery Pump | HWP-1 | Aurora | 382A BF | 3X3X7B | 150 gallons per minute | Domestic Water Heater | Chiller Room | 2012-07-06
Holomua Elementary School | G101 (TP6) | Portable Classroom | Packaged Air Condition Unit - Wall Mount, Vertical | PACU-1 | Bard | W42H2-B09XX4XXX | 333F153233926-02 | 3.5 ton | Classroom | Building Wall Mount | 2015-08-31
Holomua Elementary School | G102 (TP7) | Portable Classroom | Packaged Air Condition Unit - Wall Mount, Vertical | PACU-1 | Bard | W42H2-B09XX4XXX | Unknown | 3.5 ton | Classroom | Building Wall Mount | 2015-08-31
Holomua Elementary School | G103 (TP8) | Portable Classroom | Packaged Air Condition Unit - Wall Mount, Vertical | PACU-1 | Bard | W42H2-B09XX4XXX | Unknown | 3.5 ton | Classroom | Building Wall Mount | 2015-08-31
Holomua Elementary School | G104 (TP1) | Portable Classroom | Packaged Air Conditioning Unit | PACU-1 | York | XP060C00A2AAA4A | N1E5729229 | 4.8 ton (57.5 thousand British Thermal Unit) | Classroom | Outdoor Enclosure | 2015-08-31
Holomua Elementary School | G105 (TP2) | Portable Classroom | Packaged Air Conditioning Unit | PACU-1 | 1 unit serves 1.5 Classrooms? | Unknown | Unknown | Unknown | Classroom | Outdoor Enclosure | 2015-08-31
Holomua Elementary School | G106 (TP3) | Portable Classroom | Packaged Air Conditioning Unit | PACU-1 | York | XP060C00A2AAA4A | Unknown | 4.8 ton (57.5 thousand British Thermal Unit) | Classroom | Outdoor Enclosure | 2015-08-31
Holomua Elementary School | G107 (TP4) | Portable Classroom | Packaged Air Conditioning Unit | PACU-1 | Unknown | Unknown | Unknown | Unknown | Classroom | Outdoor Enclosure | 2015-08-31
Holomua Elementary School | G108 (TP5) A/B | Portable Classroom | Packaged Air Conditioning Unit | PACU-1 | York | XP060C00A2AAA4A | Unknown | 4.8 ton (57.5 thousand British Thermal Unit) | 2 Classrooms | Outdoor Enclosure | 2015-08-31
Holomua Elementary School | P1 | Portable Classroom | Packaged Air Condition Unit - Wall Mount, Vertical | PACU-1 | Bard | WA484-B02 | 236F062193583-02 | 4 ton | Portable P1 | Building Wall Mount | 2016-03-03
Holomua Elementary School | P2 | Portable Classroom | Packaged Air Condition Unit - Wall Mount, Vertical | PACU-1 | Bard | WA484-B02 | 236F062193585-02 | 4 ton | Portable P2 | Building Wall Mount | 2006-11-01
Holomua Elementary School | P3 | Portable Classroom | Packaged Air Condition Unit - Wall Mount, Vertical | PACU-1 | Bard | WA491-B02 | 236F062193587-02 | 4 ton | Portable P3 | Building Wall Mount | 2006-11-01
Holomua Elementary School | P4 | Portable Classroom | Packaged Air Condition Unit - Wall Mount, Vertical | PACU-1 | Bard | WA491-B02 | 236F062193584-02 | 4 ton | Portable P4 | Building Wall Mount | 2006-11-01
Holomua Elementary School | P5 | Portable Classroom | Packaged Air Condition Unit - Wall Mount, Vertical | PACU-1 | Bard | WA484-A02 | 236F062193586-02 | 4 ton | Portable P5 | Building Wall Mount | 2006-11-01
Holomua Elementary School | P6 | Portable Classroom | Packaged Air Condition Unit - Wall Mount, Vertical | PACU-1 | Bard | WA484-A02 | 236k052072388-02 | 4 ton | Portable P6 | Building Wall Mount | 2006-11-01
Kaimuki High School | F | Classrooms | Packaged Air Conditioning Unit | PACU-1 | Airedale | CMS-4 | PA3011-U19882 | 2000 cubic feet per minute | Class F202 | Room F202 | 2003-08-27
Kaimuki High School | G | Classrooms | Fan Coil Unit - Ductless | FCU-1 | Mitsubishi | PCA-A24GA | Unknown | 2 ton | Classroom G1 | Classroom G1 | Unknown
Kaimuki High School | G | Classrooms | Fan Coil Unit - Ductless | FCU-2 | Mitsubishi | PCA-A24GA | 65A00074C | 2 ton | Classroom G2 | Classroom G2 | Unknown
Kaimuki High School | G | Classrooms | Fan Coil Unit - Ductless | FCU-3 | Mitsubishi | PCA-A24GA | 65A00077C | 2 ton | Classroom G3 | Classroom G3 | Unknown
Kaimuki High School | G | Classrooms | Fan Coil Unit - Ductless | FCU-4 | Mitsubishi | PCA-A24GA | 65A00074C | 2 ton | Classroom G4 | Classroom G4 | Unknown
Kaimuki High School | G | Classrooms | Air-Cooled Condensing Unit | ACCU-1 | Mitsubishi | PUYA24NHA | 64U00368C | 2 ton | Classroom G1 | Outdoor Enclosure | Unknown
Kaimuki High School | G | Classrooms | Air-Cooled Condensing Unit | ACCU-2 | Mitsubishi | PUYA24NHA | 64U00301C | 2 ton | Classroom G2 | Outdoor Enclosure | Unknown
Kaimuki High School | G | Classrooms | Air-Cooled Condensing Unit | ACCU-3 | Mitsubishi | PUYA24NHA | 64U00376C | 2 ton | Classroom G3 | Outdoor Enclosure | Unknown
Kaimuki High School | G | Classrooms | Air-Cooled Condensing Unit | ACCU-4 | Mitsubishi | PUYA24NHA | 64U00300C | 2 ton | Classroom G4 | Outdoor Enclosure | Unknown
Kaimuki High School | K | Classrooms | Air-Cooled Condensing Unit | ACCU-1 | York | YCJD60S43S3A | W1B1778544 | 5.0 ton | Unknown | Unknown | Unknown
Kaimuki High School | K | Classrooms | Fan Coil Unit - Ductless | FCU-1 | York | Unknown | 110331-12 | Unknown | Unknown | Unknown | Unknown
Kaimuki High School | K | Classrooms | WATER SOURCE HEAT PUMP (DUAL ZONE) | HP | Mitsubishi | MXZ-3B30NA-1 | 12900355B | ? ton | Unknown | Unknown | Unknown
Kaimuki High School | K | Classrooms | WATER SOURCE HEAT PUMP (DUAL ZONE) | HP FCU-1 | Mitsubishi | MSZ-GE18NA-8 | 1002774 | ? cubic feet per minutes | Unknown | Unknown | Unknown
Kaimuki High School | K | Classrooms | WATER SOURCE HEAT PUMP (DUAL ZONE) | HP FCU-2 | Mitsubishi | MSZ-GE12NA-8 | 1003562 | ? cubic feet per minutes | Unknown | Unknown | Unknown
Kaimuki High School | K | Classrooms | Air-Cooled Condensing Unit | ACCU-3 | Mitsubishi | MUY-D30NA-1 | 1000056-T | 30000 British Thermal Unit | Unknown | Unknown | Unknown
Kaimuki High School | K | Classrooms | Fan Coil Unit - Ductless | FCU-3 | Mitsubishi | MSY-D30NA-8 | 1000811-T | 30000 British Thermal Unit | Unknown | Unknown | Unknown
Kaimuki High School | K | Classrooms | Air-Cooled Condensing Unit | ACCU-4 | Mitsubishi | MUY-D30NA-1 | 1001853-T | 30000 British Thermal Unit | Unknown | Unknown | Unknown
Kaimuki High School | K | Classrooms | Fan Coil Unit - Ductless | FCU-4 | Mitsubishi | MSY-D30NA-8 | 1000867-T | 30000 British Thermal Unit | Unknown | Unknown | Unknown
Kaimuki High School | K | Classrooms | Air-Cooled Condensing Unit | ACCU-5 | Mitsubishi | MUY-D3ONA-1 | 1001857-T | 30000 British Thermal Unit | Unknown | Unknown | Unknown
Kaimuki High School | K | Classrooms | Fan Coil Unit - Ductless | FCU-5 | Mitsubishi | MSY-D3ONA-8 | 1000885-T | 30000 British Thermal Unit | Unknown | Unknown | Unknown
Kaimuki High School | U | Music | Packaged Air Conditioning Unit | PACU-1 | York | ZF300C00J2AAA1 | F1304032410 | 23 ton | Music Building | Roof | 2013-09-01
Kaimuki High School | U | Music | VAV Terminal Units (31) | VAVs | Carrier | 37AG & 37AH | Unknown | ? cubic feet per minutes | various | Ceiling Space | 1982-01-01
Kaimuki High School | X | Auditorium | Air Handling Unit | AHU-1 | Carrier | 39LD08KAAMATW-19 | 1607U11045 | 8000 British Thermal Unit | Main Lobby | Mechanical Room B05 | 2007-09-01
Kaimuki High School | X | Auditorium | Air Handling Unit | AHU-4 | Carrier | 39LA06AA-AU-AQN-A9 | 1607U11047 | Unknown | Multipurpose Room | Ceiling Room 127 | 2007-09-01
Kaimuki High School | X | Auditorium | Air Handling Unit | AHU-5 | Carrier | 39LD06KA | 1607U11048 | 2800cubic feet per minute | Up-Scenery | Storagee Room 128 | 2007-07-01
Kaimuki High School | X | Auditorium | Air Handling Unit | AHU-2 | Carrier | 39MN36B | 2505F16924 | 18000 cubic feet per minute | Main Auditorium | Mechanical Room204 | 2005-08-23
Kaimuki High School | X | Auditorium | Air Handling Unit | AHU-3 | Carrier | 36MN14B | 2005F14943 | 6840 cubic feet per minute | Stage | Mechanical Room204 | 2005-08-23
Kaimuki High School | X | Auditorium | Chilled Water Pump | CHWP-1 | Taco | TA 0624 | Unknown | 228 gallons per minute | Auditorium Building | Mechanical Room204 | 2005-08-23
Kaimuki High School | X | Auditorium | Chilled Water Pump | CHWP-2 | Taco | TA 0624 | Unknown | 228 gallons per minute | Auditorium Building | Mechanical Room204 | 2005-08-23
Kaimuki High School | X | Auditorium | Compressor, Chiller Unit | CH-1 | Carrier | 30HXA106RY | 1905Q05161 | 106 ton | Auditorium Building | Mechanical Room204 | 2005-08-23
Kaimuki High School | X | Auditorium | Condenser - Evaporative | EC-1 | Baltimore Aircoil Co. | VC1-125PUL | U025066601-MAD | 120 ton | Auditorium Building | Mechanical Room204 | 2002-10-31
Kaimuki High School | X | Auditorium | Fan - Cabinet (Return Air) | RAF-1 | Carrier | 39MN36B | 2505F17462 | 16200 cubic feet per minute | Main Auditrm | Mechanical Room204 | 2005-08-23
Kaimuki High School | X | Auditorium | Fan Coil Unit | FCU-1 | Carrier | 42CGB038BLCY5AYYY | 190752-10-1 | 42 CGS | Office B-01 | Ceiling Room B01 | 2007-09-01
Kaimuki High School | X | Auditorium | Fan Coil Unit | FCU-2 | Carrier | 42BHC08LC3R60811CE | 190751-10-1 | 8000 British Thermal Unit | Lighting, Sound, Projector | Mechanical Room B05 | 2007-09-01
Kaimuki High School | X | Auditorium | Fan Coil Unit | FCU-3 | Carrier | 42DCA08BRCY6AYY | 190752-30-1 | 8000 British Thermal Unit | Office Room116 | Ceiling Room116 | 2007-09-01
Kaimuki High School | X | Auditorium | Fan Coil Unit | FCU-4 | Carrier | 42DCA08LLCY6AYYY | 100752-40-1 | 42 CGS | Women's Dressing Room 118 | Ceiling Room118 | 2007-09-01
Kaimuki High School | X | Auditorium | Fan Coil Unit | FCU-5 | Carrier | 42DCA06LRCY6AYYY | 190752-20-1 | 0.5 ton | Corridors | Ceiling Room124 | 2007-09-01
Kaimuki High School | Z | Library And Audio Visual | Packaged Air Conditioning Unit | PACU-1 | YORK | ZF120C00N2AAB5A | N1E2799604 | 10 ton | Library, Auxillary, Studio | Roof | 2012-07-01
Kaimuki High School | Z | Library And Audio Visual | Packaged Air Conditioning Unit | PACU-2 | YORK | ZF120C00N2AAB5A | N1E2799603 | 10 ton | Resource Center | Roof | 2012-07-01
Kaimuki High School | Z | Library And Audio Visual | Packaged Air Conditioning Unit | PACU-3 | YORK | ZF120C00N2AAB5A | N1E2799550 | 10 ton | Library, Auxillary, Studio | Roof | 2012-07-01
Kaimuki High School | Z | Library And Audio Visual | Packaged Air Conditioning Unit | PACU-4 | YORK | ZF120C00N2AAB5A | N1E2799601 | 10 ton | Library, Auxillary, Studio | Roof | 2012-07-01
Kaimuki High School | Z | Library And Audio Visual | Packaged Air Conditioning Unit | PACU-5 | YORK | ZF120C00N2AAB5A | N1E2799602 | 10 ton | Library, Auxillary, Studio | Roof | 2012-07-01
Kaimuki High School | Z | Library And Audio Visual | Packaged Air Conditioning Unit | PACU-6 | YORK | ZF090C00N2AAB5A | N1D2756970 | 7.5 ton | Library, Auxillary, Studio | Roof | 2012-07-01
Kapolei High School | A | Administration | Air Handling Unit | AHU-1 | Trane | MCCA017 | K99G37994N | 8260 cubic feet per minute | Total Building | Mechanical Room | 2000-05-01
Kapolei High School | A | Administration | Fan Coil Unit | FCU-1 | Trane | FCCB0401D-FOAO | Unknown | 300 cubic feet per minute | Signal 105 | Ceiling Space | 2000-05-01
Kapolei High School | A | Administration | VAV Terminal Units (17) | VAV-?s | Trane | VCCE 03-11 | Unknown | ? cubic feet per minutes | Various Rooms | Ceiling Space | 2000-05-01
Kapolei High School | B | Library | Air Handling Unit | AHU-1 | Trane | MCCA040 | K99G38245N | 20260 cubic feet per minute | Total Building | Mechanical Room | 2000-05-01
Kapolei High School | B | Library | Fan Coil Unit | FCU-1 | Trane | BCVB038 | Unknown | 1600 cubic feet per minute | Signal and Media121 | Unknown | 2000-05-01
Kapolei High School | B | Library | VAV Terminal Units (24) | VAV-?s | Trane | VCCE 03-24 | Unknown | ? cubic feet per minutes | Various Rooms | Ceiling Space | 2000-05-01
Kapolei High School | C | Cafeteria | Fan Coil Unit | FCU-1 | Trane | FCCB0401D-FOAO | Unknown | 400 cubic feet per minute | Signal 105 | Ceiling Space | 2000-05-01
Kapolei High School | D | Music | Air Handling Unit | AHU-1 | Trane | MCCA021 | K99G38346N | 10670 cubic feet per minute | Total Building | Mechanical Room | 2000-05-01
Kapolei High School | D | Music | Fan Coil Unit | FCU-1 | Trane | FCAB0601C-AAJO | Unknown | 430 cubic feet per minute | Signal 121 | Unknown | 2000-05-01
Kapolei High School | D | Music | VAV Terminal Units (17) | VAV-?s | Trane | VCCE 03-42 | Unknown | ? cubic feet per minutes | Various Rooms | Ceiling Space | 2000-05-01
Kapolei High School | E | Gymnasium | Electric Reheat | RHC-1 | Warren Technology | CBK | Unknown | 1.5 kilowatt | Signal E-124 | FCU-2 | 2003-05-01
Kapolei High School | E | Gymnasium | Fan Coil Unit | FCU-1 | Trane | BCHB0121A | Unknown | 290 cubic feet per minute | Coach Office E-102 | Coach Office E-102 | 2003-05-01
Kapolei High School | E | Gymnasium | Fan Coil Unit | FCU-2 | Trane | BCHB0121A | Unknown | 340 cubic feet per minute | Signal E-124 | Signal E-124 | 2003-05-01
Kapolei High School | E | Gymnasium | Fan Coil Unit | FCU-3 | Trane | BCHB0121A | Unknown | 430 cubic feet per minute | E-128 | AD Office E-128 | 2003-05-01
Kapolei High School | F | Physical Education Concourse | Air Handling Unit | AHU-1 | Trane | MCCB014 | K02H27714A | 6100 cubic feet per minute | Weight and Wrestling Room F-109, F-120 | Mechanical Room F-135 | 2003-05-01
Kapolei High School | F | Physical Education Concourse | Electric Reheat | RHC-1 | Warrent Technology | CBK | Unknown | 1.5 kilowatt | F-117 | FCU-5 | 2003-05-01
Kapolei High School | F | Physical Education Concourse | Fan Coil Unit | FCU-1 | Trane | BCHB0241A | T02H6264 | 810 cubic feet per minute | Office F-101 | Office F-101 | 2003-05-01
Kapolei High School | F | Physical Education Concourse | Fan Coil Unit | FCU-2 | Trane | BCVB0361A | T02H62465 | 1100 cubic feet per minute | Therapy F-107, F-108 | Mechanical Room F-135 | 2003-05-01
Kapolei High School | F | Physical Education Concourse | Fan Coil Unit | FCU-3 | Trane | FCCB0201K | T02H62468 | 150 cubic feet per minute | Physical Education Office F-126 | Girls Locker Room | 2003-05-01
Kapolei High School | F | Physical Education Concourse | Fan Coil Unit | FCU-4 | Trane | FCCB0201J | T02H62467 | 150 cubic feet per minute | Physical Education Office F-129 | Boys Locker Room | 2003-05-01
Kapolei High School | F | Physical Education Concourse | Fan Coil Unit | FCU-5 | Trane | BCJB0121A | T02H62466 | 400 cubic feet per minute | Signal F-117 | Above 2nd Ceiling and Hallway | 2003-05-01
Kapolei High School | F | Physical Education Concourse | VAV Terminal Units (1) | VAV-1 | Trane | VCCF-16 | Unknown | 2900 cubic feet per minute | Weight Room F-109 | Ceiling Space | 2003-05-01
Kapolei High School | F | Physical Education Concourse | VAV Terminal Units (1) | VAV-2 | Trane | VCCF-16 | Unknown | 3200 cubic feet per minute | Wrestling Room F-120 | Ceiling Space | 2003-05-01
Kapolei High School | F | Physical Education Concourse | Variable Frequency Drive Unit | VFD-1 | Magnatek | GPD-506 | Unknown | 10 horsepower | AHU-F1 | Mechanical Room F-135 | 2003-05-01
Kapolei High School | G | Neighborhood 1 | Air Handling Unit | AHU-1 | Trane | MCCA030 | K99G38088N | 13990 cubic feet per minute | 1 Floor Mauka | Mechanical Room | 2000-05-01
Kapolei High School | G | Neighborhood 1 | Air Handling Unit | AHU-2 | Trane | MCCA025 | K99G38198N | 11790 cubic feet per minute | 1 Floor Makai | Mechanical Room | 2000-05-01
Kapolei High School | G | Neighborhood 1 | Air Handling Unit | AHU-3 | Trane | MCCA040 | K99G38393N | 19880 cubic feet per minute | 2 Floor Mauka | Mechanical Room | 2000-05-01
Kapolei High School | G | Neighborhood 1 | Air Handling Unit | AHU-4 | Trane | MCCA021 | K99G38377N | 11600 cubic feet per minute | 2 Floor Makai | Mechanical Room | 2000-05-01
Kapolei High School | G | Neighborhood 1 | Fan Coil Unit | FCU-1 | Trane | FCCB0401C-FOAO | Unknown | 290 cubic feet per minute | Signal 119 | Ceiling Space | 2000-05-01
Kapolei High School | G | Neighborhood 1 | Fan Coil Unit | FCU-2 | Trane | FCCB0401C-FOAO | Unknown | 310 cubic feet per minute | Signal 214 | Ceiling Space | 2000-05-01
Kapolei High School | G | Neighborhood 1 | VAV Terminal Units (8) | VAV-?s | Trane | VCCE 11-32 | Unknown | ? cubic feet per minutes | 1 Floor Various Rooms | Ceiling Space | 2000-05-01
Kapolei High School | G | Neighborhood 1 | VAV Terminal Units (12) | VAV-?s | Trane | VCCE 03-42 | Unknown | ? cubic feet per minutes | 1 Floor Various Rooms | Ceiling Space | 2000-05-01
Kapolei High School | G | Neighborhood 1 | VAV Terminal Units (10) | VAV-?s | Trane | VCCE 11-32 | Unknown | ? cubic feet per minutes | 2 Floor Various Rooms | Ceiling Space | 2000-05-01
Kapolei High School | G | Neighborhood 1 | VAV Terminal Units (21) | VAV-?s | Trane | VCCE 03-32 | Unknown | ? cubic feet per minutes | 2 Floor Various Rooms | Ceiling Space | 2000-05-01
Kapolei High School | H | Neighborhood 2 | Air Handling Unit | AHU-1 | Trane | MCCA030 | K99K75041N | 14100 cubic feet per minute | 1 Floor Mauka | Mechanical Room | 2000-12-01
Kapolei High School | H | Neighborhood 2 | Air Handling Unit | AHU-2 | Trane | MCCA021 | K99K76061N | 11575 cubic feet per minute | 1 Floor Makai | Mechanical Room | 2000-12-01
Kapolei High School | H | Neighborhood 2 | Air Handling Unit | AHU-3 | Trane | MCCA040 | K99K75061N | 20180 cubic feet per minute | 2 Floor Mauka | Mechanical Room | 2000-12-01
Kapolei High School | H | Neighborhood 2 | Air Handling Unit | AHU-4 | Trane | MCCA030 | K99575051N | 13200 cubic feet per minute | 2 Floor Makai | Mechanical Room | 2000-12-01
Kapolei High School | H | Neighborhood 2 | Fan Coil Unit | FCU-1 | Trane | FCCB0301D-FOAO | Unknown | 290 cubic feet per minute | Signal 120 | Ceiling Space | 2000-12-01
Kapolei High School | H | Neighborhood 2 | Fan Coil Unit | FCU-2 | Trane | FCCB0401D-FOAO | Unknown | 310 cubic feet per minute | Signal 215 | Ceiling Space | 2000-12-01
Kapolei High School | H | Neighborhood 2 | VAV Terminal Units (8) | VAV-?s | Trane | VCCE 11-32 | Unknown | ? cubic feet per minutes | 1 Floor Various Rooms | Ceiling Space | 2000-05-01
Kapolei High School | H | Neighborhood 2 | VAV Terminal Units (12) | VAV-?s | Trane | VCCE 03-42 | Unknown | ? cubic feet per minutes | 1 Floor Various Rooms | Ceiling Space | 2000-05-01
Kapolei High School | H | Neighborhood 2 | VAV Terminal Units (10) | VAV-?s | Trane | VCCE 11-32 | Unknown | ? cubic feet per minutes | 2 Floor Various Rooms | Ceiling Space | 2000-05-01
Kapolei High School | H | Neighborhood 2 | VAV Terminal Units (2) | VAV-?s | Trane | VCCE 03-32 | Unknown | ? cubic feet per minutes | 2 Floor Various Rooms | Ceiling Space | 2000-05-01
Kapolei High School | I | Neighborhood 4 | Air Handling Unit | AHU-1 | Trane | MCCA030UB0A0 | K01H19732C | 13380 cubic feet per minute | 1 Floor Makai | Mechanical Room I-140 | 2002-05-01
Kapolei High School | I | Neighborhood 4 | Air Handling Unit | AHU-2 | Trane | MCCA025UB0A0 | K01H19737C | 11880 cubic feet per minute | 1 Floor Mauka | Mechanical Room I-108 | 2002-05-01
Kapolei High School | I | Neighborhood 4 | Air Handling Unit | AHU-3 | Trane | MCCA040UB0A0 | K01H19740C | 19250 cubic feet per minute | 2 Floor Makai | Mechanical Room I-231 | 2002-05-01
Kapolei High School | I | Neighborhood 4 | Air Handling Unit | AHU-4 | Trane | MCCA025UP0A0 | K01H19744C | 11125 cubic feet per minute | 2 Floor Mauka | Mechanical Room I-204 | 2002-05-01
Kapolei High School | I | Neighborhood 4 | Fan Coil Unit | FCU-1 | Trane | BCHB0121AF0A13 | T01J92637A | 290 cubic feet per minute | Signal 119 | Ceiling Space | 2002-05-01
Kapolei High School | I | Neighborhood 4 | Fan Coil Unit | FCU-2 | Trane | BCHB0121AF0A13 | T01J92638A | 310 cubic feet per minute | Signal 214 | Ceiling Space | 2002-05-01
Kapolei High School | I | Neighborhood 4 | Electric Reheat | RHC-1 | Warren Technology | CBK | Unknown | 1.5 kilowatt | Signal I-119 | FCU-I1 | 2002-05-01
Kapolei High School | I | Neighborhood 4 | Electric Reheat | RHC-2 | Warren Technology | CBK | Unknown | 1.5 kilowatt | Signal I-214 | FCU-I2 | 2002-05-01
Kapolei High School | I | Neighborhood 4 | Variable Air Volume Unit | VAV-1 | Trane | VCCF-08 | Unknown | 800 cubic feet per minute | I-115 | Ceiling Space | 2002-05-01
Kapolei High School | I | Neighborhood 4 | Variable Air Volume Unit | VAV-2 | Trane | VCCF-12 | Unknown | 1620 cubic feet per minute | I-111 | Ceiling Space | 2002-05-01
Kapolei High School | I | Neighborhood 4 | Variable Air Volume Unit | VAV-3 | Trane | VCCF-12 | Unknown | 1760 cubic feet per minute | I-113 | Ceiling Space | 2002-05-01
Kapolei High School | I | Neighborhood 4 | Variable Air Volume Unit | VAV-4 | Trane | VCCF-10 | Unknown | 820 cubic feet per minute | Resource ClassroomI-113 | Ceiling Space | 2002-05-01
Kapolei High School | I | Neighborhood 4 | Variable Air Volume Unit | VAV-5 | Trane | VCCF-16 | Unknown | 2625 cubic feet per minute | I-114 | Ceiling Space | 2002-05-01
Kapolei High School | I | Neighborhood 4 | Variable Air Volume Unit | VAV-6 | Trane | VCCF-16 | Unknown | 2575 cubic feet per minute | I-114 | Ceiling Space | 2002-05-01
Kapolei High School | I | Neighborhood 4 | Variable Air Volume Unit | VAV-7 | Trane | VCCF-12 | Unknown | 1680 cubic feet per minute | I-139 | Ceiling Space | 2002-05-01
Kapolei High School | I | Neighborhood 4 | Variable Air Volume Unit | VAV-8 | Trane | VCCF-12 | Unknown | 1500 cubic feet per minute | Fam Pod I-139 | Ceiling Space | 2002-05-01
Kapolei High School | I | Neighborhood 4 | Variable Air Volume Unit | VAV-9 | Trane | VCCF-08 | Unknown | 450 cubic feet per minute | I-101 | Ceiling Space | 2002-05-01
Kapolei High School | I | Neighborhood 4 | Variable Air Volume Unit | VAV-10 | Trane | VCCF-14 | Unknown | 1850 cubic feet per minute | Crafts I-102, I-103 | Ceiling Space | 2002-05-01
Kapolei High School | I | Neighborhood 4 | Variable Air Volume Unit | VAV-11 | Trane | VCCF-10 | Unknown | 1030 cubic feet per minute | I-105 | Ceiling Space | 2002-05-01
Kapolei High School | I | Neighborhood 4 | Variable Air Volume Unit | VAV-12 | Trane | VCCF-10 | Unknown | 1220 cubic feet per minute | I-109 | Ceiling Space | 2002-05-01
Kapolei High School | I | Neighborhood 4 | Variable Air Volume Unit | VAV-13 | Trane | VCCF-05 | Unknown | 230 cubic feet per minute | Administration, Vice Principal I-125 | Ceiling Space | 2002-05-01
Kapolei High School | I | Neighborhood 4 | Variable Air Volume Unit | VAV-14 | Trane | VCCF-08 | Unknown | 490 cubic feet per minute | I-127, I-135 | Ceiling Space | 2002-05-01
Kapolei High School | I | Neighborhood 4 | Variable Air Volume Unit | VAV-15 | Trane | VCCF-08 | Unknown | 630 cubic feet per minute | Resource I-137 | Ceiling Space | 2002-05-01
Kapolei High School | I | Neighborhood 4 | Variable Air Volume Unit | VAV-16 | Trane | VCCF-10 | Unknown | 950 cubic feet per minute | Special Education I-136 | Ceiling Space | 2002-05-01
Kapolei High School | I | Neighborhood 4 | Variable Air Volume Unit | VAV-17 | Trane | VCCF-10 | Unknown | 1040 cubic feet per minute | Physics I-128 | Ceiling Space | 2002-05-01
Kapolei High School | I | Neighborhood 4 | Variable Air Volume Unit | VAV-18 | Trane | VCCF-14 | Unknown | 2210 cubic feet per minute | I-134 | Ceiling Space | 2002-05-01
Kapolei High School | I | Neighborhood 4 | Variable Air Volume Unit | VAV-19 | Trane | VCCF-10 | Unknown | 880 cubic feet per minute | I-129, I-131 to I-133 | Ceiling Space | 2002-05-01
Kapolei High School | I | Neighborhood 4 | Variable Air Volume Unit | VAV-20 | Trane | VCCF-06 | Unknown | 450 cubic feet per minute | I-127 | Ceiling Space | 2002-05-01
Kapolei High School | I | Neighborhood 4 | Variable Air Volume Unit | VAV-21 | Trane | VCCF-06 | Unknown | 450 cubic feet per minute | I-101 | Ceiling Space | 2002-05-01
Kapolei High School | I | Neighborhood 4 | Variable Air Volume Unit | VAV-22 | Trane | VCCF-14 | Unknown | 2400 cubic feet per minute | I-205 | Ceiling Space | 2002-05-01
Kapolei High School | I | Neighborhood 4 | Variable Air Volume Unit | VAV-23 | Trane | VCCF-14 | Unknown | 2100 cubic feet per minute | I-205 | Ceiling Space | 2002-05-01
Kapolei High School | I | Neighborhood 4 | Variable Air Volume Unit | VAV-24 | Trane | VCCF-12 | Unknown | 1800 cubic feet per minute | I-205 | Ceiling Space | 2002-05-01
Kapolei High School | I | Neighborhood 4 | Variable Air Volume Unit | VAV-25 | Trane | VCCF-10 | Unknown | 980 cubic feet per minute | Classroom I-207 | Ceiling Space | 2002-05-01
Kapolei High School | I | Neighborhood 4 | Variable Air Volume Unit | VAV-26 | Trane | VCCF-14 | Unknown | 2535 cubic feet per minute | I-209 | Ceiling Space | 2002-05-01
Kapolei High School | I | Neighborhood 4 | Variable Air Volume Unit | VAV-27 | Trane | VCCF-14 | Unknown | 2605 cubic feet per minute | I-227 | Ceiling Space | 2002-05-01
Kapolei High School | I | Neighborhood 4 | Variable Air Volume Unit | VAV-28 | Trane | VCCF-10 | Unknown | 1100 cubic feet per minute | I-210 | Ceiling Space | 2002-05-01
Kapolei High School | I | Neighborhood 4 | Variable Air Volume Unit | VAV-29 | Trane | VCCF-12 | Unknown | 1740 cubic feet per minute | I-229 | Ceiling Space | 2002-05-01
Kapolei High School | I | Neighborhood 4 | Variable Air Volume Unit | VAV-30 | Trane | VCCF-14 | Unknown | 2050 cubic feet per minute | I-229 | Ceiling Space | 2002-05-01
Kapolei High School | I | Neighborhood 4 | Variable Air Volume Unit | VAV-31 | Trane | VCCF-14 | Unknown | 1940 cubic feet per minute | I-229 | Ceiling Space | 2002-05-01
Kapolei High School | I | Neighborhood 4 | Variable Air Volume Unit | VAV-32 | Trane | VCCF-10 | Unknown | 1020 cubic feet per minute | I-201 | Ceiling Space | 2002-05-01
Kapolei High School | I | Neighborhood 4 | Variable Air Volume Unit | VAV-33 | Trane | VCCF-14 | Unknown | 2165 cubic feet per minute | I-206 | Ceiling Space | 2002-05-01
Kapolei High School | I | Neighborhood 4 | Variable Air Volume Unit | VAV-34 | Trane | VCCF-04 | Unknown | 190 cubic feet per minute | Teachers Room I-203 | Ceiling Space | 2002-05-01
Kapolei High School | I | Neighborhood 4 | Variable Air Volume Unit | VAV-35 | Trane | VCCF-06 | Unknown | 340 cubic feet per minute | Counselor I-222 | Ceiling Space | 2002-05-01
Kapolei High School | I | Neighborhood 4 | Variable Air Volume Unit | VAV-36 | Trane | VCCF-04 | Unknown | 180 cubic feet per minute | I-217 | Ceiling Space | 2002-05-01
Kapolei High School | I | Neighborhood 4 | Variable Air Volume Unit | VAV-37 | Trane | VCCF-08 | Unknown | 800 cubic feet per minute | Resource I-216 | Ceiling Space | 2002-05-01
Kapolei High School | I | Neighborhood 4 | Variable Air Volume Unit | VAV-38 | Trane | VCCF-10 | Unknown | 1240 cubic feet per minute | I-126 | Ceiling Space | 2002-05-01
Kapolei High School | I | Neighborhood 4 | Variable Air Volume Unit | VAV-39 | Trane | VCCF-14 | Unknown | 1860 cubic feet per minute | I-223, I-227 | Ceiling Space | 2002-05-01
Kapolei High School | I | Neighborhood 4 | Variable Air Volume Unit | VAV-40 | Trane | VCCF-14 | Unknown | 1830 cubic feet per minute | I-224 | Ceiling Space | 2002-05-01
Kapolei High School | I | Neighborhood 4 | Variable Air Volume Unit | VAV-41 | Trane | VCCF-05 | Unknown | 280 cubic feet per minute | Teacher Prep I-225 | Ceiling Space | 2002-05-01
Kapolei High School | I | Neighborhood 4 | Variable Air Volume Unit | VAV-42 | Trane | VCCF-04 | Unknown | 130 cubic feet per minute | Storage I-226 | Ceiling Space | 2002-05-01
Kapolei High School | I | Neighborhood 4 | Variable Air Volume Unit | VAV-43 | Trane | VCCF-10 | Unknown | 1090 cubic feet per minute | Resource I-228 | Ceiling Space | 2002-05-01
Kapolei High School | I | Neighborhood 4 | Variable Air Volume Unit | VAV-44 | Trane | VCCF-12 | Unknown | 1665 cubic feet per minute | Crafts I-102 | Ceiling Space | 2002-05-01
Kapolei High School | I | Neighborhood 4 | Variable Air Volume Unit | VAV-45 | Trane | VCCF-14 | Unknown | 2770 cubic feet per minute | Elective I-104 | Ceiling Space | 2002-05-01
Kapolei High School | I | Neighborhood 4 | Variable Air Volume Unit | VAV-46 | Trane | VCCF-10 | Unknown | 940 cubic feet per minute | Physics I-128 | Ceiling Space | 2002-05-01
Kapolei High School | I | Neighborhood 4 | Variable Air Volume Unit | VAV-47 | Trane | VCCF-12 | Unknown | 1650 cubic feet per minute | Chemistry I-224 | Ceiling Space | 2002-05-01
Kapolei High School | I | Neighborhood 4 | Variable Air Volume Unit | VAV-48 | Trane | VCCF-12 | Unknown | 1900 cubic feet per minute | Biology I-202 | Ceiling Space | 2002-05-01
Kapolei High School | I | Neighborhood 4 | Variable Air Volume Unit | VAV-49 | Trane | VCCF-12 | Unknown | 1170 cubic feet per minute | Unknown | Ceiling Space | 2002-05-01
Kapolei High School | I | Neighborhood 4 | Variable Air Volume Unit | VAV-50 | Trane | VCCF-14 | Unknown | 1940 cubic feet per minute | Unknown | Ceiling Space | 2002-05-01
Kapolei High School | I | Neighborhood 4 | Variable Air Volume Unit | VAV-51 | Trane | VCCF-10 | Unknown | 465 cubic feet per minute | Unknown | Ceiling Space | 2002-05-01
Kapolei High School | I | Neighborhood 4 | Variable Air Volume Unit | VAV-52 | Trane | VCCF-12 | Unknown | 1155 cubic feet per minute | Unknown | Ceiling Space | 2002-05-01
Kapolei High School | I | Neighborhood 4 | Variable Air Volume Unit | VAV-53 | Trane | VCCF-12 | Unknown | 1405 cubic feet per minute | Unknown | Ceiling Space | 2002-05-01
Kapolei High School | I | Neighborhood 4 | Variable Frequency Drive Unit | VFD-1 | Magnatek | GPD-506 | Unknown | 15 horsepower | AHU-1 | Mechanical Room I-140 | 2002-05-01
Kapolei High School | I | Neighborhood 4 | Variable Frequency Drive Unit | VFD-2 | Magnatek | GPD-506 | Unknown | 15 horsepower | AHU-2 | Mechanical Room I-108 | 2002-05-01
Kapolei High School | I | Neighborhood 4 | Variable Frequency Drive Unit | VFD-3 | Magnatek | GPD-506 | Unknown | 20 horsepower | AHU-3 | Mechanical Room I-231 | 2002-05-01
Kapolei High School | I | Neighborhood 4 | Variable Frequency Drive Unit | VFD-4 | Magnatek | GPD-506 | Unknown | 15 horsepower | AHU-4 | Mechanical Room I-204 | 2002-05-01
Kapolei High School | J | Neighborhood 3 | Air Handling Unit | AHU-1 | Trane | MCCB030UAC0UA | K02H27801A | 13250 cubic feet per minute | 1st Floor | Mechanical Room J-112 | 2003-05-01
Kapolei High School | J | Neighborhood 3 | Air Handling Unit | AHU-2 | Trane | MCCB030GAB0A00ABBA | K02H27810A | 13120 cubic feet per minute | 1st Floor | Mechanical Room J-134 | 2003-05-01
Kapolei High School | J | Neighborhood 3 | Air Handling Unit | AHU-3 | Trane | MCCA040GAZ0ABB000L | K02H26000A | 19270 cubic feet per minute | 2nd Floor | Mechanical Room J-208 | 2003-05-01
Kapolei High School | J | Neighborhood 3 | Air Handling Unit | AHU-4 | Trane | MCCB025GABA0A00ABBA | K02H27823A | 11400 cubic feet per minute | 2nd Floor | Mechanical Room J-229 | 2003-05-01
Kapolei High School | J | Neighborhood 3 | Fan Coil Unit | FCU-1 | Trane | BCHB0121AF0A2300 | T02H63864 | 310 cubic feet per minute | Signal J-119 | Signal J-119 | 2003-05-01
Kapolei High School | J | Neighborhood 3 | Fan Coil Unit | FCU-2 | Trane | BCHB0121AF0A2300 | T02H63863 | 290 cubic feet per minute | Signal J-216 | Signal J-216 | 2003-05-01
Kapolei High School | J | Neighborhood 3 | Electric Reheat | RHC-1 | Warren Technology | CBK | Unknown | 1.5 kilowatt | Signal J-119 | FCU-J1 | 2003-05-01
Kapolei High School | J | Neighborhood 3 | Electric Reheat | RHC-2 | Warren Technology | CBK | Unknown | 1.5 kilowatt | Signal J-126 | FCU-J2 | 2003-05-01
Kapolei High School | J | Neighborhood 3 | Variable Air Volume Unit | VAV-1 | Trane | VCCF-08 | Unknown | 770 cubic feet per minute | J-114, J-114A | Ceiling Space | 2003-05-01
Kapolei High School | J | Neighborhood 3 | Variable Air Volume Unit | VAV-2 | Trane | VCCF-14 | Unknown | 1940 cubic feet per minute | J-111, J-101 | Ceiling Space | 2003-05-01
Kapolei High School | J | Neighborhood 3 | Variable Air Volume Unit | VAV-3 | Trane | VCCF-12 | Unknown | 1400 cubic feet per minute | J-111 | Ceiling Space | 2003-05-01
Kapolei High School | J | Neighborhood 3 | Variable Air Volume Unit | VAV-4 | Trane | VCCF-16 | Unknown | 2760 cubic feet per minute | J-113 | Ceiling Space | 2003-05-01
Kapolei High School | J | Neighborhood 3 | Variable Air Volume Unit | VAV-5 | Trane | VCCF-14 | Unknown | 2365 cubic feet per minute | J-113 | Ceiling Space | 2003-05-01
Kapolei High School | J | Neighborhood 3 | Variable Air Volume Unit | VAV-6 | Trane | VCCF-10 | Unknown | 820 cubic feet per minute | J-137 | Ceiling Space | 2003-05-01
Kapolei High School | J | Neighborhood 3 | Variable Air Volume Unit | VAV-7 | Trane | VCCF-12 | Unknown | 1380 cubic feet per minute | J-135 | Ceiling Space | 2003-05-01
Kapolei High School | J | Neighborhood 3 | Variable Air Volume Unit | VAV-8 | Trane | VCCF-12 | Unknown | 1800 cubic feet per minute | J-135 | Ceiling Space | 2003-05-01
Kapolei High School | J | Neighborhood 3 | Variable Air Volume Unit | VAV-9 | Trane | VCCF-08 | Unknown | 600 cubic feet per minute | J-101, J-108 | Ceiling Space | 2003-05-01
Kapolei High School | J | Neighborhood 3 | Variable Air Volume Unit | VAV-10 | Trane | VCCF-24 | Unknown | 4100 cubic feet per minute | J-102 | Ceiling Space | 2003-05-01
Kapolei High School | J | Neighborhood 3 | Variable Air Volume Unit | VAV-11 | Trane | VCCF-08 | Unknown | 470 cubic feet per minute | J-103 to J-107 | Ceiling Space | 2003-05-01
Kapolei High School | J | Neighborhood 3 | Variable Air Volume Unit | VAV-12 | Trane | VCCF-10 | Unknown | 1050 cubic feet per minute | J-110 | Ceiling Space | 2003-05-01
Kapolei High School | J | Neighborhood 3 | Variable Air Volume Unit | VAV-13 | Trane | VCCF-08 | Unknown | 610 cubic feet per minute | J-109 | Ceiling Space | 2003-05-01
Kapolei High School | J | Neighborhood 3 | Variable Air Volume Unit | VAV-14 | Trane | VCCF-05 | Unknown | 320 cubic feet per minute | J-124 | Ceiling Space | 2003-05-01
Kapolei High School | J | Neighborhood 3 | Variable Air Volume Unit | VAV-15 | Trane | VCCF-06 | Unknown | 430 cubic feet per minute | J-126 | Ceiling Space | 2003-05-01
Kapolei High School | J | Neighborhood 3 | Variable Air Volume Unit | VAV-16 | Trane | VCCF-10 | Unknown | 1160 cubic feet per minute | J-132 | Ceiling Space | 2003-05-01
Kapolei High School | J | Neighborhood 3 | Variable Air Volume Unit | VAV-17 | Trane | VCCF-12 | Unknown | 1420 cubic feet per minute | J-129 | Ceiling Space | 2003-05-01
Kapolei High School | J | Neighborhood 3 | Variable Air Volume Unit | VAV-18 | Trane | VCCF-14 | Unknown | 2060 cubic feet per minute | J-127, J-128 | Ceiling Space | 2003-05-01
Kapolei High School | J | Neighborhood 3 | Variable Air Volume Unit | VAV-19 | Trane | VCCF-08 | Unknown | 600 cubic feet per minute | J-126 | Ceiling Space | 2003-05-01
Kapolei High School | J | Neighborhood 3 | Variable Air Volume Unit | VAV-20 | Trane | VCCF-08 | Unknown | 600 cubic feet per minute | J-101 | Ceiling Space | 2003-05-01
Kapolei High School | J | Neighborhood 3 | Variable Air Volume Unit | VAV-21 | Trane | VCCF-10 | Unknown | 980 cubic feet per minute | J-232 | Ceiling Space | 2003-05-01
Kapolei High School | J | Neighborhood 3 | Variable Air Volume Unit | VAV-22 | Trane | VCCF-14 | Unknown | 2040 cubic feet per minute | J-206 | Ceiling Space | 2003-05-01
Kapolei High School | J | Neighborhood 3 | Variable Air Volume Unit | VAV-23 | Trane | VCCF-14 | Unknown | 2100 cubic feet per minute | J-206 | Ceiling Space | 2003-05-01
Kapolei High School | J | Neighborhood 3 | Variable Air Volume Unit | VAV-24 | Trane | VCCF-12 | Unknown | 1800 cubic feet per minute | J-206 | Ceiling Space | 2003-05-01
Kapolei High School | J | Neighborhood 3 | Variable Air Volume Unit | VAV-25 | Trane | VCCF-10 | Unknown | 1080 cubic feet per minute | J-211, J-211A | Ceiling Space | 2003-05-01
Kapolei High School | J | Neighborhood 3 | Variable Air Volume Unit | VAV-26 | Trane | VCCF-14 | Unknown | 2660 cubic feet per minute | J-210 | Ceiling Space | 2003-05-01
Kapolei High School | J | Neighborhood 3 | Variable Air Volume Unit | VAV-27 | Trane | VCCF-14 | Unknown | 2595 cubic feet per minute | J-210 | Ceiling Space | 2003-05-01
Kapolei High School | J | Neighborhood 3 | Variable Air Volume Unit | VAV-28 | Trane | VCCF-12 | Unknown | 1680 cubic feet per minute | J-230, J-224 | Ceiling Space | 2003-05-01
Kapolei High School | J | Neighborhood 3 | Variable Air Volume Unit | VAV-29 | Trane | VCCF-14 | Unknown | 2000 cubic feet per minute | J-230 | Ceiling Space | 2003-05-01
Kapolei High School | J | Neighborhood 3 | Variable Air Volume Unit | VAV-30 | Trane | VCCF-14 | Unknown | 2040 cubic feet per minute | J-230 | Ceiling Space | 2003-05-01
Kapolei High School | J | Neighborhood 3 | Variable Air Volume Unit | VAV-31 | Trane | VCCF-10 | Unknown | 1030 cubic feet per minute | J-201, J-205 | Ceiling Space | 2003-05-01
Kapolei High School | J | Neighborhood 3 | Variable Air Volume Unit | VAV-32 | Trane | VCCF-14 | Unknown | 2140 cubic feet per minute | J-202 | Ceiling Space | 2003-05-01
Kapolei High School | J | Neighborhood 3 | Variable Air Volume Unit | VAV-33 | Trane | VCCF-05 | Unknown | 240 cubic feet per minute | J-203 | Ceiling Space | 2003-05-01
Kapolei High School | J | Neighborhood 3 | Variable Air Volume Unit | VAV-34 | Trane | VCCF-04 | Unknown | 140 cubic feet per minute | J-204 | Ceiling Space | 2003-05-01
Kapolei High School | J | Neighborhood 3 | Variable Air Volume Unit | VAV-35 | Trane | VCCF-10 | Unknown | 1190 cubic feet per minute | J-207 | Ceiling Space | 2003-05-01
Kapolei High School | J | Neighborhood 3 | Variable Air Volume Unit | VAV-36 | Trane | VCCF-06 | Unknown | 340 cubic feet per minute | J-223 | Ceiling Space | 2003-05-01
Kapolei High School | J | Neighborhood 3 | Variable Air Volume Unit | VAV-37 | Trane | VCCF-04 | Unknown | 180 cubic feet per minute | J-218 | Ceiling Space | 2003-05-01
Kapolei High School | J | Neighborhood 3 | Variable Air Volume Unit | VAV-38 | Trane | VCCF-08 | Unknown | 810 cubic feet per minute | J-217 | Ceiling Space | 2003-05-01
Kapolei High School | J | Neighborhood 3 | Variable Air Volume Unit | VAV-39 | Trane | VCCF-10 | Unknown | 1200 cubic feet per minute | J-125 | Ceiling Space | 2003-05-01
Kapolei High School | J | Neighborhood 3 | Variable Air Volume Unit | VAV-40 | Trane | VCCF-08 | Unknown | 710 cubic feet per minute | J-224 | Ceiling Space | 2003-05-01
Kapolei High School | J | Neighborhood 3 | Variable Air Volume Unit | VAV-41 | Trane | VCCF-14 | Unknown | 1960 cubic feet per minute | J-225 | Ceiling Space | 2003-05-01
Kapolei High School | J | Neighborhood 3 | Variable Air Volume Unit | VAV-42 | Trane | VCCF-05 | Unknown | 240 cubic feet per minute | J-226 | Ceiling Space | 2003-05-01
Kapolei High School | J | Neighborhood 3 | Variable Air Volume Unit | VAV-43 | Trane | VCCF-10 | Unknown | 1270 cubic feet per minute | J-227 | Ceiling Space | 2003-05-01
Kapolei High School | J | Neighborhood 3 | Variable Air Volume Unit | VAV-44 | Trane | VCCF-24 | Unknown | 4280 cubic feet per minute | J-102 to J-107 | Ceiling Space | 2003-05-01
Kapolei High School | J | Neighborhood 3 | Variable Air Volume Unit | VAV-45 | Trane | VCCF-12 | Unknown | 2000 cubic feet per minute | J-202 | Ceiling Space | 2003-05-01
Kapolei High School | J | Neighborhood 3 | Variable Air Volume Unit | VAV-46 | Trane | VCCF-12 | Unknown | 1900 cubic feet per minute | J-225 | Ceiling Space | 2003-05-01
Kapolei High School | J | Neighborhood 3 | Variable Air Volume Unit | VAV-47 | Trane | VCCF-24 | Unknown | 4280 cubic feet per minute | J-102 to J-107 | Ceiling Space | 2003-05-01
Kapolei High School | J | Neighborhood 3 | Variable Air Volume Unit | VAV-48 | Trane | VCCF-12 | Unknown | 2000 cubic feet per minute | J-202 | Ceiling Space | 2003-05-01
Kapolei High School | J | Neighborhood 3 | Variable Air Volume Unit | VAV-49 | Trane | VCCF-12 | Unknown | 1900 cubic feet per minute | J-225 | Ceiling Space | 2003-05-01
Kapolei High School | J | Neighborhood 3 | Variable Frequency Drive Unit | VFD-1 | Magnatek | GPD-506 | Unknown | 15 horsepower | AHU-J1 | Mechanical Room J-112 | 2003-05-01
Kapolei High School | J | Neighborhood 3 | Variable Frequency Drive Unit | VFD-2 | Magnatek | GPD-506 | Unknown | 15 horsepower | AHU-J2 | Mechanical Room J-134 | 2003-05-01
Kapolei High School | J | Neighborhood 3 | Variable Frequency Drive Unit | VFD-3 | Magnatek | GPD-506 | Unknown | 25 horsepower | AHU-J3 | Mechanical Room J-208 | 2003-05-01
Kapolei High School | J | Neighborhood 3 | Variable Frequency Drive Unit | VFD-4 | Magnatek | GPD-506 | Unknown | 15 horsepower | AHU-J4 | Mechanical Room J-229 | 2003-05-01
Kapolei High School | K | Wood Shops | Fan Coil Unit | FCU-1 | Trane | BCVB0541A | T02H62461 | 1700 cubic feet per minute | ClassroomK-108 | Mechanical Room K-115 | 2003-05-01
Kapolei High School | K | Wood Shops | Fan Coil Unit | FCU-3 | Trane | BCHB0121A | T02H62462 | 390 cubic feet per minute | Signal K-113 | Signal K-113 | 2003-05-01
Kapolei High School | K | Wood Shops | Electric Reheat | RHC-1 | Warren Technology | CBK | Unknown | 1.5 kilowatt | Signal K-113 | FCU-K3 | 2003-05-01
Kapolei High School | L | Central Plant | Centrifugal Chiller | CH-1 | Trane | CVHF485 | L18F02958 | 450 ton | Entire School | Chiller Room | 2018-12-01
Kapolei High School | L | Central Plant | Centrifugal Chiller | CH-2 | Trane | CVHF485 | L18G03303 | 450 ton | Entire School | Chiller Room | 2018-12-01
Kapolei High School | L | Central Plant | Centrifugal Chiller | CH-3 | Trane | CVHF485 | L18F02957 | 450 ton | Entire School | Chiller Room | 2018-12-01
Kapolei High School | L | Central Plant | Chilled Water Pump | CHWP-1 | Aurora | 411 BF (5x6x11A) | 18-2537643-1 | 900 gallons per minute, 57 ft, 1775 revolutions per minute | CH-1 | Chiller Room | 2018-12-01
Kapolei High School | L | Central Plant | Chilled Water Pump | CHWP-2 | Aurora | 411 BF (5x6x11A) | 18-2537643-3 | 900 gallons per minute, 57 ft, 1775 revolutions per minute | CH-2 | Chiller Room | 2018-12-01
Kapolei High School | L | Central Plant | Chilled Water Pump | CHWP-3 | Aurora | 411 BF (5x6x11A) | 18-2537643-2 | 900 gallons per minute, 57 ft, 1775 revolutions per minute | CH-3 | Chiller Room | 2018-12-01
Kapolei High School | L | Central Plant | Chilled Water Pump | CHWP-5 | Aurora | 411 BF (5x6x15) | 18-2537648-2 | 1350 gallons per minute, 153 feet, 1775 revolutions per minute | Entire School | Chiller Room | 2018-12-01
Kapolei High School | L | Central Plant | VFD |  | Trane | TR200 | Unknown | Unknown | CHWP-5 | Chiller Room East Wall | 2018-12-01
Kapolei High School | L | Central Plant | Chilled Water Pump - Heat Pump | CHWP-6 | Aurora | 411 BF (5x6x15) | 18-2537648-1 | 1350 gallons per minute, 153 feet, 1775 revolutions per minute | Entire School | Chiller Room | 2018-12-01
Kapolei High School | L | Central Plant | VFD |  | Trane | TR200 | Unknown | Unknown | CHWP-6 | Chiler Room East Wall | 2018-12-01
Kapolei High School | L | Central Plant | Condenser Water Pump | CWP-1 | Aurora | 411 BF (8x8x11B) | 18-2537652-1 | 1350 gallons per minute, 153 feet, 1775 revolutions per minute | CH-1 | Chiller Room | 2018-12-01
Kapolei High School | L | Central Plant | Condenser Water Pump | CWP-2 | Aurora | 411 BF (8x8x11B) | 18-2537652-2 | 1350 gallons per minute, 153 feet, 1775 revolutions per minute | CH-2 | Chiller Room | 2018-12-01
Kapolei High School | L | Central Plant | Condenser Water Pump | CWP-3 | Aurora | 411 BF (8x8x11B) | 18-2537652-3 | 1350 gallons per minute, 153 feet, 1775 revolutions per minute | CH-3 | Chiller Room | 2018-12-01
Kapolei High School | L | Central Plant | Cooling Tower | CT-1 | Marley | QuadraFlow | QF10160022 C1 23223-1 2018 | 450 ton | CH-1,2,3 | Cooling Tower Enclosure | 2018-12-01
Kapolei High School | L | Central Plant | Cooling Tower | CT-2 | Marley | QuadraFlow | QF10160022 B1 23223-1 2018 | 450 ton | CH-1,2,3 | Cooling Tower Enclosure | 2018-12-01
Kapolei High School | L | Central Plant | Cooling Tower | CT-3 | Marley | QuadraFlow | QF10160022 A1 23223-1 2018 | 450 ton | CH-1,2,3 | Cooling Tower Enclosure | 2018-12-01
Kapolei High School | M | Athletic Locker Rooms | Fan Coil Unit - Chill Water | FCU-1 | TRANE | BCH036A1 | T09C91149 | ? cubic feet per minute | Server Room | Building. M | 2007
Kapolei High School | M | Athletic Locker Rooms | Fan Coil Unit - Chill Water | FCU-2 | TRANE | FCCB0201KABF0A00BJ3M00000100EH00000000000000 | T09B83806 | ? cubic feet per minute | Coach's Office | Building. M | 2007
Kapolei High School | M | Athletic Locker Rooms | Fan Coil Unit - Chill Water | FCU-3 | TRANE | FCCB0201KABF0A00BJ3M00000100EH00000000000000 | T09B83805 | ? cubic feet per minute | Diamond Head Hallway | Building. M | 2007
Kapolei High School | M | Athletic Locker Rooms | Fan Coil Unit - Chill Water | FCU-4 | TRANE | BCHD054A1 | T16D17070 | 1500 cubic feet per minute | Classroom1 (M101) | Ceiling Horizontal Concealead | 2016-10-21
Kapolei High School | M | Athletic Locker Rooms | Fan Coil Unit - Chill Water | FCU-5 | TRANE | BCHD054A1 | T16D17071 | 1500 cubic feet per minute | Classroom2 (M102) | Ceiling Horizontal Concealead | 2016-10-21
Kapolei High School | P1 | Portable Classroom | Packaged Air Condition Unit - Wall Mount, Vertical | PACU-1 | Bard | WA482 | 149F001471424-02 | 4 ton | Portable P1 | Building Wall Mount | 2004-09-24
Kapolei High School | P2 | Portable Classroom | Packaged Air Condition Unit - Wall Mount, Vertical | PACU-1 | Bard | WA482 | 149B011579055-01 | 4 ton | Portable P2 | Building Wall Mount | 2004-09-24
Kapolei High School | P3 | Portable Classroom | Packaged Air Condition Unit - Wall Mount, Vertical | PACU-1 | Bard | WA484-A0Z | 236F052033489-02 | 4 ton | Portable P3 | Building Wall Mount | 2006-07-01
Kapolei High School | P4 | Portable Classroom | Packaged Air Condition Unit - Wall Mount, Vertical | PACU-1 | Bard? | WA484-A0Z | Unknown | 4 ton | Portable P4 | Building Wall Mount | 2015-10-30
Kapolei High School | P5 | Portable Classroom | Packaged Air Condition Unit - Wall Mount, Vertical | PACU-1 | Bard | WA484-A0Z | 236F052033490-02 | 4 ton | Portable P5 | Building Wall Mount | 2006-07-01
Kapolei High School | P6 | Portable Classroom | Packaged Air Condition Unit - Wall Mount, Vertical | PACU-1 | Bard | WA484-A0Z | Unknown | 4 ton | Portable P6 | Building Wall Mount | 2006-07-01
Kapolei High School | P7 | Portable Classroom | Packaged Air Condition Unit - Wall Mount, Vertical | PACU-1 | Bard | WA484-A0Z | 236F052042790-02 | 4 ton | Portable P7 | Building Wall Mount | 2006-07-01
Kapolei High School | P8 | Portable Classroom | Fan Coil Unit - Ductless | FCU-1 | Mitsubishi | PL36EK | Unknown | ? cubic feet per minute | Portable P8 | Portable Wall | 2006-08-01
Kapolei High School | P8 | Portable Classroom | Air-Cooled Condensing Unit | ACCU-1 | Mitsubishi | PU36EK3 | 5YU01189A | 3 ton | Portable P8 | Outdoor Enclosure | 2006-08-01
Kapolei Middle School | A | Administration | Air Handling Unit | AHU-1 | Trane | MCCA014 | K98H87584 | 6290 cubic feet per minute | Administration Building | Mechanical Room | 1999-05-01
Kapolei Middle School | A | Administration | VAV Terminal Units (?) | VAV-?s | Trane | VCCE | Unknown | ?-cubic feet per minutes | Various | Ceiling Space | 1999-05-01
Kapolei Middle School | B | Library | Air Handling Unit | AHU-1 | Trane | MCCA017 | K98H88342 | 8000 cubic feet per minute | Library | Mechanical Room | 1999-05-01
Kapolei Middle School | B | Library | Fan Coil Unit | FCU-1 | Trane | BCHB054 | R98L65736 | 1400 cubic feet per minute | Media and Signal | Ceiling Space | 1999-05-01
Kapolei Middle School | B | Library | VAV Terminal Units (?) | VAV-?s | Trane | VCCE | Unknown | ?-cubic feet per minutes | Various | Ceiling Space | 1999-05-01
Kapolei Middle School | C | Cafeteria and Music | Air Handling Unit | AHU-1 | Trane | MCCA012 | K98H84603 | 5120 cubic feet per minute | Band and Choral | Mechanical Room | 1999-05-01
Kapolei Middle School | C | Cafeteria and Music | Air Handling Unit | AHU-2 | Trane | MCCA003 | K98H84687 | 1140 cubic feet per minute | Stage and Dressing | Mechanical Room | 1999-05-01
Kapolei Middle School | C | Cafeteria and Music | VAV Terminal Units (?) | VAV-?s | Trane | VCCE | Unknown | ?-cubic feet per minutes | Various | Ceiling Space | 1999-05-01
Kapolei Middle School | D | Central Plant | Primary Chilled Water Pump | CHWP-1 | Weg | 00718ET3E213T-S | 1042082448 | 480 gallons per minute 45 ft | Chiller 1 and 2 | Chiller Room | 2018-11-28
Kapolei Middle School | D | Central Plant | Primary Chilled Water Pump | CHWP-2 | Weg | 00718ET3E213T-S | 1043641328 | 480 gallons per minute 45 ft | Chiller 1 and 2 | Chiller Room | 2018-11-28
Kapolei Middle School | D | Central Plant | Secondary Chilled Water Pump | CHWP-3 | Weg | RO03018ET3E286T-W22 | MCS.68353-1-B | 480 gallons per minute 132 ft | Entire School | Chiller Room | 2018-11-28
Kapolei Middle School | D | Central Plant | Secondary Chilled Water Pump | CHWP-4 | Weg | RO03018ET3E286T-W22 | MCS.68353-1-A | 480 gallons per minute 132 ft | Entire School | Chiller Room | 2018-11-28
Kapolei Middle School | D | Central Plant | Variable Frequency Drive Unit | VFD-1 | Trane | TR200 | 008803H318 | 132 kilowatt 200 horsepower | CHWP-3 | Chiller Room wall mounted | 2018-11-28
Kapolei Middle School | D | Central Plant | Variable Frequency Drive Unit | VFD-2 | Trane | TR200 | 008703H318 | 132 kilowatt 200 horsepower | CHWP-4 | Chiller Room wall mounted | 2018-11-28
Kapolei Middle School | D | Central Plant | Condenser Water Pump | CWP-1 | Weg | 01518E T3E254T-W22 | 08DEZ2017 1041814787 | 600 gallons per minute 58 ft | Chillers 1 and 2 | Chiller Room | 2018-11-28
Kapolei Middle School | D | Central Plant | Condenser Water Pump | CWP-2 | Weg | 01518ET3E254T-W22 | 11723921 | 600 gallons per minute 58 ft | Chillers 1 and 2 | Chiller Room | 2018-11-28
Kapolei Middle School | D | Central Plant | Cooling Tower | CT-1 | Baltim Air Coil | XES3E-8518-06H-2 | U188252003-01-01 | 230 ton | Chiller 1 and 2 | Outdoor Enclosure | 2018-11-28
Kapolei Middle School | D | Central Plant | Cooling Tower | CT-2 | Baltim Air Coil | XES3E-8518-06H-2 | U188252003-01-02 | 230 ton | Chiller 1 and 2 | Outdoor Enclosure | 2018-11-28
Kapolei Middle School | D | Central Plant | Screw Chiller (R-22) | CH-1 | Trane | RTHDUE2F FT0UAC2W 3LALD2D2 LALAVCQA EXADDXV1 6903UT7X XXRXXXX1 87 | U18H01703 | 200 ton | Entire School | Chiller Room | 2018-11-28
Kapolei Middle School | D | Central Plant | Screw Chiller (R-22) | CH-2 | Trane | RTHDUB2F FT0UAC2W 3RALD2D2 RALAVCQA EXADDXV1 69D3UT7X XXRXXXX1 87 | U18H01702 | 200 ton | Entire School | Chiller Room | 2018-11-28
Kapolei Middle School | E | Science and Technology | Air Handling Unit | AHU-1 | Trane | MCCA035 | K98H84817 | 15690 cubic feet per minute | General Building | Mechanical Room | 1999-05-01
Kapolei Middle School | E | Science and Technology | VAV Terminal Units (?) | VAV-?s | Trane | VCCE | Unknown | ?-cubic feet per minutes | Various | Ceiling Space | 1999-05-01
Kapolei Middle School | F | Classrooms | Fan Coil Unit - Vertical Mount | FCU-1 | Carrier | 42DDA14 | 0998I78151312 | 1200 cubic feet per minute | Science142 | Mechanical Room | 1999-05-01
Kapolei Middle School | F | Classrooms | Fan Coil Unit - Vertical Mount | FCU-2 | Carrier | 42DDA14 | 0998I78151312 | 1120 cubic feet per minute | Science144 | Mechanical Room | 1999-05-01
Kapolei Middle School | F | Classrooms | Fan Coil Unit - Horizontal | FCU-3 | Trane | FCCB0401 | Unknown | 260 cubic feet per minute | Counselor, Special Education | Ceiling Space | 1999-05-01
Kapolei Middle School | F | Classrooms | Unit Ventilator | UV-1 | Trane | VUVB12511 | Unknown | 1250 cubic feet per minute | Classroom104 | Classroom104 | 1999-05-01
Kapolei Middle School | F | Classrooms | Unit Ventilator | UV-2 | Trane | B size 080 | Unknown | 500 cubic feet per minute | Breakout105 | Breakout105 | 1999-05-01
Kapolei Middle School | F | Classrooms | Unit Ventilator | UV-3 | Trane | VUVB12511 | Unknown | 1250 cubic feet per minute | Classroom106 | Classroom106 | 1999-05-01
Kapolei Middle School | F | Classrooms | Unit Ventilator | UV-4 | Trane | VUVB12511 | Unknown | 1250 cubic feet per minute | Classroom107 | Classroom107 | 1999-05-01
Kapolei Middle School | F | Classrooms | Unit Ventilator | UV-5 | Trane | B size 080 | Unknown | 500 cubic feet per minute | Breakout108 | Breakout108 | 1999-05-01
Kapolei Middle School | F | Classrooms | Unit Ventilator | UV-6 | Trane | VUVB12511 | Unknown | 1250 cubic feet per minute | Classroom109 | Classroom109 | 1999-05-01
Kapolei Middle School | F | Classrooms | Unit Ventilator | UV-7 | Trane | VUVB12511 | Unknown | 1250 cubic feet per minute | Classroom110 | Classroom110 | 1999-05-01
Kapolei Middle School | F | Classrooms | Unit Ventilator | UV-8 | Trane | B size 080 | Unknown | 500 cubic feet per minute | Breakout111 | Breakout111 | 1999-05-01
Kapolei Middle School | F | Classrooms | Unit Ventilator | UV-9 | Trane | VUVB12511 | Unknown | 1250 cubic feet per minute | Classroom112 | Classroom112 | 1999-05-01
Kapolei Middle School | F | Classrooms | Unit Ventilator | UV-10 | Trane | VUVB12511 | Unknown | 1250 cubic feet per minute | Classroom117 | Classroom117 | 1999-05-01
Kapolei Middle School | F | Classrooms | Unit Ventilator | UV-11 | Trane | B size 080 | Unknown | 500 cubic feet per minute | Breakout118 | Breakout118 | 1999-05-01
Kapolei Middle School | F | Classrooms | Unit Ventilator | UV-12 | Trane | VUVB12511 | Unknown | 1250 cubic feet per minute | Classroom119 | Classroom119 | 1999-05-01
Kapolei Middle School | F | Classrooms | Unit Ventilator | UV-13 | Trane | VUVB12511 | Unknown | 1250 cubic feet per minute | Classroom120 | Classroom120 | 1999-05-01
Kapolei Middle School | F | Classrooms | Unit Ventilator | UV-14 | Trane | B size 080 | Unknown | 500 cubic feet per minute | Breakout121 | Breakout121 | 1999-05-01
Kapolei Middle School | F | Classrooms | Unit Ventilator | UV-15 | Trane | VUVB12511 | Unknown | 1250 cubic feet per minute | Classroom122 | Classroom122 | 1999-05-01
Kapolei Middle School | F | Classrooms | Unit Ventilator | UV-16 | Trane | VUVB12511 | Unknown | 1250 cubic feet per minute | Classroom123 | Classroom123 | 1999-05-01
Kapolei Middle School | F | Classrooms | Unit Ventilator | UV-17 | Trane | B size 080 | Unknown | 500 cubic feet per minute | Breakout124 | Breakout124 | 1999-05-01
Kapolei Middle School | F | Classrooms | Unit Ventilator | UV-18 | Trane | VUVB12511 | Unknown | 1250 cubic feet per minute | Classroom125 | Classroom125 | 1999-05-01
Kapolei Middle School | F | Classrooms | Unit Ventilator | UV-19 | Trane | VUVB12511 | Unknown | 1250 cubic feet per minute | Special Education | Special Education | 1999-05-01
Kapolei Middle School | F | Classrooms | Unit Ventilator | UV-20 | Trane | VUVB12511 | Unknown | 1250 cubic feet per minute | Faculty Center | Faculty Center | 1999-05-01
Kapolei Middle School | F | Classrooms | Unit Ventilator | UV-21 | Trane | VUVB12511 | Unknown | 1250 cubic feet per minute | Teacher Center129 | Teacher Center129 | 1999-05-01
Kapolei Middle School | F | Classrooms | Unit Ventilator | UV-22 | Trane | VUVB12511 | Unknown | 1250 cubic feet per minute | Common140 | Common140 | 1999-05-01
Kapolei Middle School | G | Classrooms | Fan Coil Unit - Vertical Mount | FCU-1 | Carrier | 42DDA14 | 0998I78151312 | 1200 cubic feet per minute | Science108 | Mechanical Room | 1999-05-01
Kapolei Middle School | G | Classrooms | Fan Coil Unit - Vertical Mount | FCU-2 | Carrier | 42DDA14 | 0998I78151312 | 1120 cubic feet per minute | Science109 | Mechanical Room | 1999-05-01
Kapolei Middle School | G | Classrooms | Fan Coil Unit - Horizontal | FCU-3 | Trane | FCCB0401 | Unknown | 390 cubic feet per minute | Counselor, Special Education | Ceiling Space | 1999-05-01
Kapolei Middle School | G | Classrooms | Unit Ventilator | UV-1 | Trane | VUVB12511 | Unknown | 1250 cubic feet per minute | Classroom104 | Classroom104 | 2020-02-26
Kapolei Middle School | G | Classrooms | Unit Ventilator | UV-2 | Trane | B size 080 | Unknown | 500 cubic feet per minute | Breakout105 | Breakout105 | 2020-02-26
Kapolei Middle School | G | Classrooms | Unit Ventilator | UV-3 | Trane | VUVB12511 | Unknown | 1250 cubic feet per minute | Classroom106 | Classroom106 | 2020-02-26
Kapolei Middle School | G | Classrooms | Unit Ventilator | UV-4 | Trane | VUVB12511 | Unknown | 1250 cubic feet per minute | Classroom107 | Classroom107 | 2020-02-26
Kapolei Middle School | G | Classrooms | Unit Ventilator | UV-5 | Trane | B size 080 | Unknown | 500 cubic feet per minute | Breakout108 | Breakout108 | 2020-02-26
Kapolei Middle School | G | Classrooms | Unit Ventilator | UV-6 | Trane | VUVB12511 | Unknown | 1250 cubic feet per minute | Classroom109 | Classroom109 | 2020-02-26
Kapolei Middle School | G | Classrooms | Unit Ventilator | UV-7 | Trane | VUVB12511 | Unknown | 1250 cubic feet per minute | Classroom110 | Classroom110 | 2020-02-26
Kapolei Middle School | G | Classrooms | Unit Ventilator | UV-8 | Trane | B size 080 | Unknown | 500 cubic feet per minute | Breakout111 | Breakout111 | 2020-02-26
Kapolei Middle School | G | Classrooms | Unit Ventilator | UV-9 | Trane | VUVB12511 | Unknown | 1250 cubic feet per minute | Classroom112 | Classroom112 | 2020-02-26
Kapolei Middle School | G | Classrooms | Unit Ventilator | UV-10 | Trane | VUVB12511 | Unknown | 1250 cubic feet per minute | Classroom117 | Classroom117 | 2020-02-26
Kapolei Middle School | G | Classrooms | Unit Ventilator | UV-11 | Trane | B size 080 | Unknown | 500 cubic feet per minute | Breakout118 | Breakout118 | 2020-02-26
Kapolei Middle School | G | Classrooms | Unit Ventilator | UV-12 | Trane | VUVB12511 | Unknown | 1250 cubic feet per minute | Classroom119 | Classroom119 | 2020-02-26
Kapolei Middle School | G | Classrooms | Unit Ventilator | UV-13 | Trane | VUVB12511 | Unknown | 1250 cubic feet per minute | Classroom120 | Classroom120 | 2020-02-26
Kapolei Middle School | G | Classrooms | Unit Ventilator | UV-14 | Trane | B size 080 | Unknown | 500 cubic feet per minute | Breakout121 | Breakout121 | 2020-02-26
Kapolei Middle School | G | Classrooms | Unit Ventilator | UV-15 | Trane | VUVB12511 | Unknown | 1250 cubic feet per minute | Classroom122 | Classroom122 | 2020-02-26
Kapolei Middle School | G | Classrooms | Unit Ventilator | UV-16 | Trane | VUVB12511 | Unknown | 1250 cubic feet per minute | Classroom123 | Classroom123 | 2020-02-26
Kapolei Middle School | G | Classrooms | Unit Ventilator | UV-17 | Trane | B size 080 | Unknown | 500 cubic feet per minute | Breakout124 | Breakout124 | 2020-02-26
Kapolei Middle School | G | Classrooms | Unit Ventilator | UV-18 | Trane | VUVB12511 | Unknown | 1250 cubic feet per minute | Classrm125 | Classroom125 | 2020-02-26
Kapolei Middle School | G | Classrooms | Unit Ventilator | UV-19 | Trane | VUVB12511 | Unknown | 1250 cubic feet per minute | Special Education | Special Education | 2020-02-26
Kapolei Middle School | G | Classrooms | Unit Ventilator | UV-20 | Trane | VUVB12511 | Unknown | 1250 cubic feet per minute | Faculty Center | Faculty Center | 2020-02-26
Kapolei Middle School | G | Classrooms | Unit Ventilator | UV-21 | Trane | VUVB12511 | Unknown | 1250 cubic feet per minute | Teacher Center129 | Teacher Center129 | 2020-02-26
Kapolei Middle School | G | Classrooms | Unit Ventilator | UV-22 | Trane | VUVB12511 | Unknown | 1250 cubic feet per minute | Common140 | Common140 | 2020-02-26
Kapolei Middle School | H | Classrooms | Fan Coil Unit - Vertical Mount | FCU-1 | Carrier | 42DDA14 | 0998I78151312 | 1200 cubic feet per minute | Science142 | Mechanical Room | 1999-05-01
Kapolei Middle School | H | Classrooms | Fan Coil Unit - Vertical Mount | FCU-2 | Carrier | 42DDA14 | 0998I78151312 | 1120 cubic feet per minute | Science144 | Mechanical Room | 1999-05-01
Kapolei Middle School | H | Classrooms | Fan Coil Unit - Horizontal | FCU-3 | Trane | FCCB0401 | Unknown | 390 cubic feet per minute | Counselor, Special Education | Ceiling Space | 1999-05-01
Kapolei Middle School | H | Classrooms | Unit Ventilator | UV-1 | Trane | VUVB12511 | Unknown | 1250 cubic feet per minute | Classroom104 | Classroom104 | 2020-02-26
Kapolei Middle School | H | Classrooms | Unit Ventilator | UV-2 | Trane | B size 080 | Unknown | 500 cubic feet per minute | Breakout105 | Breakout105 | 2020-02-26
Kapolei Middle School | H | Classrooms | Unit Ventilator | UV-3 | Trane | VUVB12511 | Unknown | 1250 cubic feet per minute | Classroom106 | Classroom106 | 2020-02-26
Kapolei Middle School | H | Classrooms | Unit Ventilator | UV-4 | Trane | VUVB12511 | Unknown | 1250 cubic feet per minute | Classroom107 | Classroom107 | 2020-02-26
Kapolei Middle School | H | Classrooms | Unit Ventilator | UV-5 | Trane | B size 080 | Unknown | 500 cubic feet per minute | Breakout108 | Breakout108 | 2020-02-26
Kapolei Middle School | H | Classrooms | Unit Ventilator | UV-6 | Trane | VUVB12511 | Unknown | 1250 cubic feet per minute | Classroom109 | Classroom109 | 2020-02-26
Kapolei Middle School | H | Classrooms | Unit Ventilator | UV-7 | Trane | VUVB12511 | Unknown | 1250 cubic feet per minute | Classroom110 | Classroom110 | 2020-02-26
Kapolei Middle School | H | Classrooms | Unit Ventilator | UV-8 | Trane | B size 080 | Unknown | 500 cubic feet per minute | Breakout111 | Breakout111 | 2020-02-26
Kapolei Middle School | H | Classrooms | Unit Ventilator | UV-9 | Trane | VUVB12511 | Unknown | 1250 cubic feet per minute | Classroom112 | Classroom112 | 2020-02-26
Kapolei Middle School | H | Classrooms | Unit Ventilator | UV-10 | Trane | VUVB12511 | Unknown | 1250 cubic feet per minute | Classroom117 | Classroom117 | 2020-02-26
Kapolei Middle School | H | Classrooms | Unit Ventilator | UV-11 | Trane | B size 080 | Unknown | 500 cubic feet per minute | Breakout118 | Breakout118 | 2020-02-26
Kapolei Middle School | H | Classrooms | Unit Ventilator | UV-12 | Trane | VUVB12511 | Unknown | 1250 cubic feet per minute | Classroom119 | Classroom119 | 2020-02-26
Kapolei Middle School | H | Classrooms | Unit Ventilator | UV-13 | Trane | VUVB12511 | Unknown | 1250 cubic feet per minute | Classroom120 | Classroom120 | 2020-02-26
Kapolei Middle School | H | Classrooms | Unit Ventilator | UV-14 | Trane | B size 080 | Unknown | 500 cubic feet per minute | Breakout121 | Breakout121 | 2020-02-26
Kapolei Middle School | H | Classrooms | Unit Ventilator | UV-15 | Trane | VUVB12511 | Unknown | 1250 cubic feet per minute | Classroom122 | Classroom122 | 2020-02-26
Kapolei Middle School | H | Classrooms | Unit Ventilator | UV-16 | Trane | VUVB12511 | Unknown | 1250 cubic feet per minute | Classroom123 | Classroom123 | 2020-02-26
Kapolei Middle School | H | Classrooms | Unit Ventilator | UV-17 | Trane | B size 080 | Unknown | 500 cubic feet per minute | Breakout124 | Breakout124 | 2020-02-26
Kapolei Middle School | H | Classrooms | Unit Ventilator | UV-18 | Trane | VUVB12511 | Unknown | 1250 cubic feet per minute | Classroom125 | Classroom125 | 2020-02-26
Kapolei Middle School | H | Classrooms | Unit Ventilator | UV-19 | Trane | VUVB12511 | Unknown | 1250 cubic feet per minute | Special Education | Special Education | 2020-02-26
Kapolei Middle School | H | Classrooms | Unit Ventilator | UV-20 | Trane | VUVB12511 | Unknown | 1250 cubic feet per minute | Faculty Center | Faculty Center | 2020-02-26
Kapolei Middle School | H | Classrooms | Unit Ventilator | UV-21 | Trane | VUVB12511 | Unknown | 1250 cubic feet per minute | Teacher Center129 | Teacher Center129 | 2020-02-26
Kapolei Middle School | H | Classrooms | Unit Ventilator | UV-22 | Trane | VUVB12511 | Unknown | 1250 cubic feet per minute | Common140 | Common140 | 2020-02-26
Kapolei Middle School | I | Physical Education | Fan Coil Unit - Horizontal | FCU-1 | Trane | FCCB0201 | Unknown | 210 cubic feet per minute | Boy's Coach Office | Ceiling Space | 1999-05-01
Kapolei Middle School | I | Physical Education | Fan Coil Unit - Horizontal | FCU-2 | Trane | FCCB0201 | Unknown | 210 cubic feet per minute | Girl's Coach Office | Ceiling Space | 1999-05-01
Kapolei Middle School | I | Physical Education | Unit Ventilator | UV-1 | Trane | VUVB12511 | Unknown | 1250 cubic feet per minute | Classroom 101 | Classroom 101 | 2020-02-26
Kapolei Middle School | I | Physical Education | Unit Ventilator | UV-2 | Trane | VUVB12511 | Unknown | 1250 cubic feet per minute | Classroom 102 | Classroom 102 | 2020-02-26
Kapolei Middle School | P4 | Portable Classroom | Packaged Air Condition Unit - Wall Mount, Vertical | PACU-1 | Bard | WA491-B02 | 219L041958103-02 | 2 ton | Portable P4 | Building Wall Mount | 2005-12-01
Kapolei Middle School | P5 | Portable Classroom | Packaged Air Condition Unit - Wall Mount, Vertical | PACU-1 | Bard | WA491-B02 | 219L041958101-02 | 2 ton | Portable P5 | Building Wall Mount | 2005-12-01
Kapolei Middle School | P6 | Portable Classroom | Packaged Air Condition Unit - Wall Mount, Vertical | PACU-1 | Bard | WA484-A02 | 236HA052051768 | 4 ton | Portable P6 | Building Wall Mount | 2006-06-01
Kapolei Middle School | P7 | Portable Classroom | Packaged Air Condition Unit - Wall Mount, Vertical | PACU-1 | Bard | WA484-A02 | 236H052051770 | 4 ton | Portable P7 | Building Wall Mount | 2006-06-01
Kapolei Middle School | P8 | Portable Classroom | Packaged Air Condition Unit - Wall Mount, Vertical | PACU-1 | Bard | WA484-A02 | 236H052051769-02 | 4 ton | Portable P8 | Building Wall Mount | 2006-06-01
Kapolei Middle School | P9 | Portable Classroom | Packaged Air Condition Unit - Wall Mount, Vertical | PACU-1 | Bard | WA484-A02 | 236H062206071-02 | 4 ton | Portable P9 | Building Wall Mount | 2006-11-01
Kapolei Middle School | P10 | Portable Classroom | Packaged Air Condition Unit - Wall Mount, Vertical | PACU-1 | Bard | WA484-A02 | 236H062206064-02 | 4 ton | Portable P10 | Building Wall Mount | 2006-11-01
Kapolei Middle School | P11 | Portable Classroom | Packaged Air Condition Unit - Wall Mount, Vertical | PACU-1 | Bard | WA484-A02 | 236H062206069-02 | 4 ton | Portable P11 | Building Wall Mount | 2006-11-01
Kapolei Middle School | P12 | Portable Classroom | Packaged Air Condition Unit - Wall Mount, Vertical | PACU-1 | Bard | WA372-A00 | 225H041927904-02 | 4 ton | Portable P12 | Building Wall Mount | 2006-11-01
Kapolei Middle School | P13 |  | Packaged Air Condition Unit - Wall Mount, Vertical | PACU-1 | Bard | WA372-A00 | 225H041927904-02 | 4 ton | Portable P13 | Building Wall Mount | 2006-11-01
Kapolei Middle School | P14 | Portable Classroom | Packaged Air Condition Unit - Wall Mount, Vertical | PACU-1 | Bard | WA4S3-B0ZBPXXXJ | 383A163301206-02 | 4 ton | Portable P14 | Building Wall Mount | 2016-11-01
Keoneula Elementary School | A | Administration | Air Conditioning Unit-WaterCool | AHU-1 | Carrier | 50RVR048MCC60140 | 4005V20147 | 4 ton | Conference, Principal, Storage, Heater | 117 - Mechanical Room | 2006-12-01
Keoneula Elementary School | A | Administration | Air Conditioning Unit-WaterCool | AHU-2 | Carrier | 50RVR060LCC60140 | 4005V20150 | 5 ton | Centeral Office, Waiting | 117 - Mechanical Room | 2006-12-01
Keoneula Elementary School | A | Administration | Air Conditioning Unit-WaterCool | AHU-3 | Carrier | 50RVR030LCC61140 | 4005V20136 | 2.5 ton | Vice Principal, Safe | 117 - Mechanical Room | 2006-12-01
Keoneula Elementary School | A | Administration | VAV Terminal Units (1) | VAV-?s | Carrier | Unknown | Unknown | 650 cubic feet per minute | Health Room | 106 - Ceiling | 2006-12-01
Keoneula Elementary School | B | Library | Air Conditioning Unit-WaterCool | AHU-1 | Carrier | 50RVR060RCC60140 | 4005V20152 | 5 ton | Office 2, Work Room, Faculty | 113 - Mechanical Room | 2006-12-01
Keoneula Elementary School | B | Library | Air Conditioning Unit-WaterCool | AHU-2 | Carrier | 50VQL120BCC601A4 | 4005V20478 | 8.5 ton | Library, Student Conference | 113 - Mechanical Room | 2006-12-01
Keoneula Elementary School | B | Library | Air Conditioning Unit-WaterCool | AHU-3 | Carrier | 50RVR048GCC60140 | 4005V20146 | 4 ton | Computer Center, Technology | 113 - Mechanical Room | 2006-12-01
Keoneula Elementary School | B | Library | Fan Coil Unit | FCU-1 | Carrier | 40QNB018 | 0903Y42276 | 1200 cubic feet per minute | Media Center, Signal Processing | 105 - Interior Wall | 2016-05-23
Keoneula Elementary School | B | Library | Fan Coil Unit | FCU-2 | Carrier | 40QNB018 | 1103Y52145 | 1200 cubic feet per minute | Media Center, Signal Processing | 105 - Interior Wall | 2016-05-23
Keoneula Elementary School | B | Library | Fan Coil Unit | FCU-3 | ??? | 40QNB018 | 1103Y52142 | 600 cubic feet per minute | Video Production | 104 - Interior Wall | 2006-12-01
Keoneula Elementary School | B | Library | Air Cool Condensing Unit | ACCU-1 | Carrier | 38HDS024-331 | 2705X45558 | 2 ton | FCU-1 and 2 | Exterior Enclosure | 2016-05-23
Keoneula Elementary School | B | Library | Air Cool Condensing Unit | ACCU-2 | ??? | 38HDC018-351 | 1405X29577 | 2 ton | FCU-3 | Exterior Enclosure | 2006-12-01
Keoneula Elementary School | B | Library | Dehumidifier | DH-1 | Etech | ADH-60SD | 510128802 | ? Pints | AHU-2 | 113 - Mechanical Room | 2006-12-01
Keoneula Elementary School | B | Library | VAV Terminal Units (1) | VAV-?s | Carrier | Unknown | Unknown | 350 cubic feet per minute | Tech Coordinator | 102A - Ceiling | 2006-12-01
Keoneula Elementary School | C | Cafeteria | Air Conditioning Unit-WaterCool | AHU-1/ACU-1 | Carrier | 50RVR024RCC31140 | 4005V20134 | 2 ton | PCNC | 110 - Stage Storage 2 | 2006-12-01
Keoneula Elementary School | C | Cafeteria | Air Conditioning Unit-WaterCool | AHU-2/ACU-2 | Carrier | 50RVR012LLC30140 | 4005V20132 | 1 ton | A+ Office | 102 - Stage Storage 1 | 2006-12-01
Keoneula Elementary School | C | Cafeteria | Air Conditioning Unit-WaterCool | AHU-3/ACU-3 | Carrier | 50RVR030RCC61140 | 4005V20137 | 2.5 ton | Staff Dining | 129 - Pump Room | 2006-12-01
Keoneula Elementary School | C | Cafeteria | Cooling Tower | CT-1 | Recold | MW-96C | 05911 | 81 ton | Entire School | 130 - Tower Enclosure | 2006-12-01
Keoneula Elementary School | C | Cafeteria | Cooling Tower | CT-2 | Recold | MW-96C | 05910 | 81 ton | Entire School | 130 - Tower Enclosure | 2006-12-01
Keoneula Elementary School | C | Cafeteria | Condenser Water Pump | CWP-1 | Armstrong | 4X3X11.5 4030 | 528824 | 200 gallons per minute | Entire School | 129 - Pump Room | 2006-12-01
Keoneula Elementary School | C | Cafeteria | Condenser Water Pump | CWP-2 | Armstrong | 4X3X11.5 4030 | 528822 | 200 gallons per minute | Entire School | 129 - Pump Room | 2006-12-01
Keoneula Elementary School | C | Cafeteria | Condenser Water Pump | CWP-3 | Armstrong | 4X3X11.5 4030 | 528823 | 200 gallons per minute | Entire School | 129 - Pump Room | 2006-12-01
Keoneula Elementary School | D | Student Center | Air Conditioning Unit-WaterCool | ACU-1 | Carrier | 50RVR060LCC60140 | 4005V20149 | 5 ton | Student Activities, Student Service Coorinator-Educational Assistant, Counselor | 113 - Mechanical Room | 2006-12-01
Keoneula Elementary School | D | Student Center | Air Conditioning Unit-WaterCool | ACU-2 | Carrier | 50VQL080BCC601A4 | 4005V20474 | 6.5 ton | Counselor Office, Corridor | 113 - Mechanical Room | 2006-12-01
Keoneula Elementary School | D | Student Center | Air Conditioning Unit-WaterCool | ACU-3 | Carrier | 50RVR060RCC60140 | 4005V20151 | 5 ton | Comprehensive Student Support Offices | 113 - Mechanical Room | 2006-12-01
Keoneula Elementary School | E | Classrooms | Air Conditioning Unit-WaterCool | AHU-1 | Carrier | 50VQL160BPC601C4 | 4105V20746 | 13 ton | General Classrooms | 118 - Mechanical Room | 2006-12-01
Keoneula Elementary School | E | Classrooms | Air Conditioning Unit-WaterCool | AHU-2 | Carrier | 50VQL200FPC601B4 | 4005V20481 | 17 ton | General Classrooms | 118 - Mechanical Room | 2006-12-01
Keoneula Elementary School | E | Classrooms | Air Conditioning Unit-WaterCool | AHU-3 | Carrier | 50VQL120BPC601A4 | 4005V20479 | 10 ton | Faculty Center | 118 - Mechanical Room | 2006-12-01
Keoneula Elementary School | E | Classrooms | VAV Terminal Units (1) | VAV-1 | Carrier | Unknown | Unknown | 1300 cubic feet per minute | Classroom 108 | 108 - Ceiling | 2006-12-01
Keoneula Elementary School | E | Classrooms | VAV Terminal Units (1) | VAV-2 | Carrier | Unknown | Unknown | 1300 cubic feet per minute | Classroom 109 | 109 - Ceiling | 2006-12-01
Keoneula Elementary School | E | Classrooms | VAV Terminal Units (1) | VAV-3 | Carrier | Unknown | Unknown | 1300 cubic feet per minute | Classroom 110 | 110 - Ceiling | 2006-12-01
Keoneula Elementary School | E | Classrooms | VAV Terminal Units (1) | VAV-4 | Carrier | Unknown | Unknown | 1300 cubic feet per minute | Classroom 111 | 111 - Ceiling | 2006-12-01
Keoneula Elementary School | E | Classrooms | VAV Terminal Units (1) | VAV-5 | Carrier | Unknown | Unknown | 1300 cubic feet per minute | Classroom 115 | 115 - Ceiling | 2006-12-01
Keoneula Elementary School | E | Classrooms | VAV Terminal Units (1) | VAV-6 | Carrier | Unknown | Unknown | 1300 cubic feet per minute | Classroom 114 | 114 - Ceiling | 2006-12-01
Keoneula Elementary School | E | Classrooms | VAV Terminal Units (1) | VAV-7 | Carrier | Unknown | Unknown | 1300 cubic feet per minute | Classroom 113 | 113 - Ceiling | 2006-12-01
Keoneula Elementary School | E | Classrooms | VAV Terminal Units (1) | VAV-8 | Carrier | Unknown | Unknown | 1300 cubic feet per minute | Classroom 112 | 112 - Ceiling | 2006-12-01
Keoneula Elementary School | E | Classrooms | VAV Terminal Units (1) | VAV-9 | Carrier | Unknown | Unknown | 1375 cubic feet per minute | Classroom 101 | 101 - Ceiling | 2006-12-01
Keoneula Elementary School | E | Classrooms | VAV Terminal Units (1) | VAV-10 | Carrier | Unknown | Unknown | 1500 cubic feet per minute | Classroom 107 | 107 - Ceiling | 2006-12-01
Keoneula Elementary School | E | Classrooms | VAV Terminal Units (1) | VAV-11 | Carrier | Unknown | Unknown | 1800 cubic feet per minute | Classroom 102 | 120 - Ceiling | 2006-12-01
Keoneula Elementary School | E | Classrooms | Relief Air Damper Box | RD-1 | Unknown | Unknown | Unknown | 1300 cubic feet per minute | AHU-1 | 118 - Mechanical Room | 2006-12-01
Keoneula Elementary School | E | Classrooms | Relief Air Damper Box | RD-2 | Unknown | Unknown | Unknown | 1575 cubic feet per minute | AHU-2 | 118 - Mechanical Room | 2006-12-01
Keoneula Elementary School | E | Classrooms | Relief Air Damper Box | RD-3 | ??? | Unknown | Unknown | 1170 cubic feet per minute | AHU-3 | 118 - Mechanical Room | 2006-12-01
Keoneula Elementary School | E | Classrooms | Dehumidifier | DH-1 | Etech | AHD-60SD | 510128805 | ? Pints | AHU-1, 2 and 3 | 118 - Mechanical Room | 2006-12-01
Keoneula Elementary School | F | Classrooms | Air Conditioning Unit-WaterCool | AHU-1 | Carrier | 50VQL160FPL601C4 | 3905V19985 | 13 ton | 1st Floor General Classrooms | 107 - Mechanical Room | 2006-12-01
Keoneula Elementary School | F | Classrooms | Air Conditioning Unit-WaterCool | AHU-2 | Carrier | 50VQL120BPC601A4 | 3905V19974 | 10 ton | 1st Floor Special Education, Resource, Faculty | 121 - Mechanical Room | 2006-12-01
Keoneula Elementary School | F | Classrooms | Air Conditioning Unit-WaterCool | AHU-3 | Carrier | 50VQL120BPC601A4 | 3905V19977 | 10 ton | 1st Floor General Classrooms | 115 - Mechanical Room | 2006-12-01
Keoneula Elementary School | F | Classrooms | Air Conditioning Unit-WaterCool | AHU-4 | Carrier | 50VQL160FPC601C4 | 3905V19984 | 13 ton | 2nd Floor Generaleral Classroom | 206 - Mechanical Room | 2006-12-01
Keoneula Elementary School | F | Classrooms | Air Conditioning Unit-WaterCool | AHU-5 | Carrier | 50VQL120BPC601A4 | 3905V19978 | 10 ton | 2nd Floor Special Education, Resource, Faculty | 121 - Mechanical Room | 2006-12-01
Keoneula Elementary School | F | Classrooms | Air Conditioning Unit-WaterCool | AHU-6 | Carrier | 50VQL120FPC601A4 | 3905V19979 | 10 ton | 2nd Floor General Classroom | 115 - Mechanical Room | 2006-12-01
Keoneula Elementary School | F | Classrooms | Air Conditioning Unit-WaterCool | AHU-7 | Carrier | 50RVR042LCC60140 | 3905V19706 | 3 ton | 1st Floor Special Education Classroom | 107 - Mechanical Room | 2006-12-01
Keoneula Elementary School | F | Classrooms | VAV Terminal Units (1) | VAV-1 | Carrier | Unknown | Unknown | 1300 cubic feet per minute | Classroom 108 | 108 - Ceiling | 2006-12-01
Keoneula Elementary School | F | Classrooms | VAV Terminal Units (1) | VAV-2 | Carrier | Unknown | Unknown | 1300 cubic feet per minute | Classroom 109 | 109 - Ceiling | 2006-12-01
Keoneula Elementary School | F | Classrooms | VAV Terminal Units (1) | VAV-3 | Carrier | Unknown | Unknown | 1300 cubic feet per minute | Classroom 110 | 110 - Ceiling | 2006-12-01
Keoneula Elementary School | F | Classrooms | VAV Terminal Units (1) | VAV-4 | Carrier | Unknown | Unknown | 1300 cubic feet per minute | Classroom 111 | 111 - Ceiling | 2006-12-01
Keoneula Elementary School | F | Classrooms | VAV Terminal Units (1) | VAV-5 | Carrier | Unknown | Unknown | 1300 cubic feet per minute | 1st Floor Faculty Center | 112 - Ceiling | 2006-12-01
Keoneula Elementary School | F | Classrooms | VAV Terminal Units (1) | VAV-6 | Carrier | Unknown | Unknown | 1500 cubic feet per minute | 1st Floor Resource Classroom | 113 - Ceiling | 2006-12-01
Keoneula Elementary School | F | Classrooms | VAV Terminal Units (1) | VAV-7 | Carrier | Unknown | Unknown | 1700 cubic feet per minute | 1st Floor Special Education | 114 - Ceiling | 2006-12-01
Keoneula Elementary School | F | Classrooms | VAV Terminal Units (1) | VAV-8 | Carrier | Unknown | Unknown | 1300 cubic feet per minute | Classroom 117 | 117 - Ceiling | 2006-12-01
Keoneula Elementary School | F | Classrooms | VAV Terminal Units (1) | VAV-9 | Carrier | Unknown | Unknown | 1300 cubic feet per minute | Classroom 118 | 118 - Ceiling | 2006-12-01
Keoneula Elementary School | F | Classrooms | VAV Terminal Units (1) | VAV-10 | Carrier | Unknown | Unknown | 1300 cubic feet per minute | Classroom 119 | 119 - Ceiling | 2006-12-01
Keoneula Elementary School | F | Classrooms | VAV Terminal Units (1) | VAV-11 | Carrier | Unknown | Unknown | 1300 cubic feet per minute | Classroom 120 | 120 - Ceiling | 2006-12-01
Keoneula Elementary School | F | Classrooms | VAV Terminal Units (1) | VAV-12 | Carrier | Unknown | Unknown | 1300 cubic feet per minute | Classroom 207 | 207 - Ceiling | 2006-12-01
Keoneula Elementary School | F | Classrooms | VAV Terminal Units (1) | VAV-13 | Carrier | Unknown | Unknown | 1300 cubic feet per minute | Classroom 208 | 208 - Ceiling | 2006-12-01
Keoneula Elementary School | F | Classrooms | VAV Terminal Units (1) | VAV-14 | Carrier | Unknown | Unknown | 1300 cubic feet per minute | Classroom 209 | 209 - Ceiling | 2006-12-01
Keoneula Elementary School | F | Classrooms | VAV Terminal Units (1) | VAV-15 | Carrier | Unknown | Unknown | 1300 cubic feet per minute | Classroom 210 | 210 - Ceiling | 2006-12-01
Keoneula Elementary School | F | Classrooms | VAV Terminal Units (1) | VAV-16 | Carrier | Unknown | Unknown | 1300 cubic feet per minute | 2nd Floor Faculty Center | 211 - Ceiling | 2006-12-01
Keoneula Elementary School | F | Classrooms | VAV Terminal Units (1) | VAV-17 | Carrier | Unknown | Unknown | 1500 cubic feet per minute | 2nd Floor Resource Classroom | 212 - Ceiling | 2006-12-01
Keoneula Elementary School | F | Classrooms | VAV Terminal Units (1) | VAV-18 | Carrier | Unknown | Unknown | 1700 cubic feet per minute | 2nd Floor Special Education | 213 - Ceiling | 2006-12-01
Keoneula Elementary School | F | Classrooms | VAV Terminal Units (1) | VAV-19 | Carrier | Unknown | Unknown | 1300 cubic feet per minute | Classroom 214 | 214 - Ceiling | 2006-12-01
Keoneula Elementary School | F | Classrooms | VAV Terminal Units (1) | VAV-20 | Carrier | Unknown | Unknown | 1300 cubic feet per minute | Classroom 215 | 215 - Ceiling | 2006-12-01
Keoneula Elementary School | F | Classrooms | VAV Terminal Units (1) | VAV-21 | Carrier | Unknown | Unknown | 1300 cubic feet per minute | Classroom 216 | 216 - Ceiling | 2006-12-01
Keoneula Elementary School | F | Classrooms | VAV Terminal Units (1) | VAV-22 | Carrier | Unknown | Unknown | 1300 cubic feet per minute | Classroom 217 | 217 - Ceiling | 2006-12-01
Keoneula Elementary School | F | Classrooms | Relief Air Damper Box | RD-1 | Unknown | Unknown | Unknown | 1300 cubic feet per minute | AHU-1 | 107 - Mechanical Room | 2006-12-01
Keoneula Elementary School | F | Classrooms | Relief Air Damper Box | RD-2 | Unknown | Unknown | Unknown | 1125 cubic feet per minute | AHU-2 | 121 - Mechanical Room | 2006-12-01
Keoneula Elementary School | F | Classrooms | Relief Air Damper Box | RD-3 | Unknown | Unknown | Unknown | 1125 cubic feet per minute | AHU-3 | 115 - Mechanical Room | 2006-12-01
Keoneula Elementary School | F | Classrooms | Relief Air Damper Box | RD-4 | Unknown | Unknown | Unknown | 1300 cubic feet per minute | AHU-4 | 206 - Mechanical Room | 2006-12-01
Keoneula Elementary School | F | Classrooms | Relief Air Damper Box | RD-5 | Unknown | Unknown | Unknown | 1125 cubic feet per minute | AHU-5 | 121 - Mechanical Room | 2006-12-01
Keoneula Elementary School | F | Classrooms | Relief Air Damper Box | RD-6 | Unknown | Unknown | Unknown | 1125 cubic feet per minute | AHU-6 | 115 - Mechanical Room | 2006-12-01
Keoneula Elementary School | F | Classrooms | Dehumidifier | DH-1 | Etech | AHD-60SD | 0510128804 | ? Pints | AHU-1 and 7 | 107 - 1st Floor Mechanical Room | 2006-12-01
Keoneula Elementary School | F | Classrooms | Dehumidifier | DH-2 | Etech | AHD-60SD | 0510128806 | ? Pints | AHU-2 and 5 | 121 - 1st Floor Mechanical Room | 2006-12-01
Keoneula Elementary School | F | Classrooms | Dehumidifier | DH-3 | Etech | AHD-60SD | 0510128803 | ? Pints | AHU-3 and 6 | 115 - 1st Floor Mechanical Room | 2006-12-01
Keoneula Elementary School | F | Classrooms | Dehumidifier | DH-4 | Etech | AHD-60SD | 0510128807 | ? Pints | AHU-4 | 206 - 2nd Floor Mechanical Room | 2006-12-01
Keoneula Elementary School | G | Classrooms | Air Conditioning Unit-WaterCool | AHU-1 | Carrier | 50VQL240FPC601B4 | 4005V20482 | 20 ton | General Classrooms | 118 - Mechanical Room | 2006-12-01
Keoneula Elementary School | G | Classrooms | Air Conditioning Unit-WaterCool | AHU-2 | Carrier | 50VQL160BPC601C4 | 4005V20745 | 13 ton | General Classrooms | 118 - Mechanical Room | 2006-12-01
Keoneula Elementary School | G | Classrooms | Air Conditioning Unit-WaterCool | AHU-3 | Carrier | 50VQL120FPC601A4 | 4005V20480 | 10 ton | Special Education, Laboratory, Faculty | 118 - Mechanical Room | 2006-12-01
Keoneula Elementary School | G | Classrooms | VAV Terminal Units (1) | VAV-1 | Carrier | Unknown | Unknown | 1300 cubic feet per minute | Classroom 115 | 115 - Ceiling | 2006-12-01
Keoneula Elementary School | G | Classrooms | VAV Terminal Units (1) | VAV-2 | Carrier | Unknown | Unknown | 1300 cubic feet per minute | Classroom 114 | 114 - Ceiling | 2006-12-01
Keoneula Elementary School | G | Classrooms | VAV Terminal Units (1) | VAV-3 | Carrier | Unknown | Unknown | 1300 cubic feet per minute | Classroom 113 | 113 - Ceiling | 2006-12-01
Keoneula Elementary School | G | Classrooms | VAV Terminal Units (1) | VAV-4 | Carrier | Unknown | Unknown | 1300 cubic feet per minute | Classroom 112 | 112 - Ceiling | 2006-12-01
Keoneula Elementary School | G | Classrooms | VAV Terminal Units (1) | VAV-5 | Carrier | Unknown | Unknown | 1300 cubic feet per minute | Classroom 108 | 108 - Ceiling | 2006-12-01
Keoneula Elementary School | G | Classrooms | VAV Terminal Units (1) | VAV-6 | Carrier | Unknown | Unknown | 1300 cubic feet per minute | Classroom 109 | 109 - Ceiling | 2006-12-01
Keoneula Elementary School | G | Classrooms | VAV Terminal Units (1) | VAV-7 | Carrier | Unknown | Unknown | 1300 cubic feet per minute | Classroom 110 | 110 - Ceiling | 2006-12-01
Keoneula Elementary School | G | Classrooms | VAV Terminal Units (1) | VAV-8 | Carrier | Unknown | Unknown | 1300 cubic feet per minute | Classroom 111 | 111 - Ceiling | 2006-12-01
Keoneula Elementary School | G | Classrooms | VAV Terminal Units (1) | VAV-9 | Carrier | Unknown | Unknown | 1375 cubic feet per minute | Faculty Center | 101 - Ceiling | 2006-12-01
Keoneula Elementary School | G | Classrooms | VAV Terminal Units (1) | VAV-10 | Carrier | Unknown | Unknown | 1500 cubic feet per minute | Art and Science Lab | 106 - Ceiling | 2006-12-01
Keoneula Elementary School | G | Classrooms | VAV Terminal Units (1) | VAV-11 | Carrier | Unknown | Unknown | 1800 cubic feet per minute | Special Education | 107 - Ceiling | 2006-12-01
Keoneula Elementary School | G | Classrooms | Relief Air Damper Box | RD-1 | Unknown | Unknown | Unknown | 1300 cubic feet per minute | AHU-2 | 118 - Mechanical Room | 2006-12-01
Keoneula Elementary School | G | Classrooms | Relief Air Damper Box | RD-2 | Unknown | Unknown | Unknown | 1575 cubic feet per minute | AHU-1 | 118 - Mechanical Room | 2006-12-01
Keoneula Elementary School | G | Classrooms | Relief Air Damper Box | RD-3 | Unknown | Unknown | Unknown | 1170 cubic feet per minute | AHU-3 | 118 - Mechanical Room | 2006-12-01
Keoneula Elementary School | G | Classrooms | Dehumidifier | DH-1 | Etech | AHD-60SD | 0510128801 | ? Pints | AHU-1, 2 and 3 | 118 - Mechanical Room | 2006-12-01
Keoneula Elementary School | H101 | Portable Classroom | Package Air Conditioning Unit - Wall Mount, Vertical | PACU-1 | Bard | WA484-A02xx4xx4 | 236A082448314 - 02 | 4 ton | Classroom H-1 | Building Wall Mount | 2006-12-01
Keoneula Elementary School | H102 | Portable Classroom | Package Air Conditioning Unit - Wall Mount, Vertical | PACU-2 | Bard | WA484-A02xx4xx4 | 236A082448313 - 02 | 4 ton | Classroom H-2 | Building Wall Mount | 2006-12-01
Keoneula Elementary School | H103 | Portable Classroom | Package Air Conditioning Unit - Wall Mount, Vertical | PACU-3 | Bard | WA484-A02xx4xx4 | 236P07437629 - 02 | 4 ton | Classroom H-3 | Building Wall Mount | 2006-12-01
Keoneula Elementary School | H 104 | Portable Classrooms | Package Air Conditioning Unit - Wall Mount, Vertical | PACU-1 | Bard | W49A1-ADZXP4XXJ | 343D133011466-02 | 4 ton | H-104 | Building Wall Mount | 2014-12-01
Keoneula Elementary School | H 105 | Portable Classrooms | Package Air Conditioning Unit - Wall Mount, Vertical | PACU-1 | Bard | W49A1-ADZXP4XXJ | 343D133011463-02 | 4 ton | H-105 | Building Wall Mount | 2014-12-01
Keoneula Elementary School | H 106 | Portable Classrooms | Package Air Conditioning Unit - Wall Mount, Vertical | PACU-1 | Bard | W49A1-ADZXP4XXJ | 343D133011464-02 | 4 ton | H-106 | Building Wall Mount | 2014-12-01
Keoneula Elementary School | H 107 | Portable Classrooms | Package Air Conditioning Unit - Wall Mount, Vertical | PACU-1 | Bard | W49A1-ADZXP4XXJ | 343D133011467-02 | 4 ton | H-107 | Building Wall Mount | 2014-12-01
Keoneula Elementary School | H 108 | Portable Classrooms | Package Air Conditioning Unit - Wall Mount, Vertical | PACU-1 | Brad | W4982-B0ZUP | 344F153231830-02 | 4 ton | H-108 | Building Wall Mount | 2016-03-14
Keoneula Elementary School | H 109 | Portable Classrooms | Package Air Conditioning Unit - Wall Mount, Vertical | PACU-1 | Brad | W4982-B0ZUP | 344F153231829-02 | 4 ton | H-109 | Building Wall Mount | 2016-03-14
Keoneula Elementary School | H 110 | Portable Classrooms | Package Air Conditioning Unit - Wall Mount, Vertical | PACU-1 | Brad | W4982-B0ZUP | 344F153231828-03 | 4 ton | H-110 | Building Wall Mount | 2016-03-14
Keoneula Elementary School | H 111 | Portable Classrooms | Package Air Conditioning Unit - Wall Mount, Vertical | PACU-1 | Brad | W4982-B0ZUP | 344F153231827-04 | 4 ton | H-111 | Building Wall Mount | 2016-03-14
Maili Elementary School | A | Classrooms | Air Handling Unit | AHU-1 | Trane | MCCA014 | K02B17428 | 6700 cubic feet per minute | Classrooms | Outdoor Enclosure | 2002-07-01
Maili Elementary School | A | Classrooms | VAV Terminal Units (?) | VAV-?s | Trane | VCCE | Unknown | ? cubic feet per minutes | Classrooms | Classroom Ceiling | 2002-07-01
Maili Elementary School | B | Classrooms | Air Handling Unit | AHU-1 | Trane | MCCA014 | K02B17469 | 6350 cubic feet per minute | Classrooms | Outdoor Enclosure | 2002-07-01
Maili Elementary School | B | Classrooms | VAV Terminal Units (?) | VAV-?s | Trane | VCCE | Unknown | ? cubic feet per minutes | Classrooms | Classroom Ceiling | 2002-07-01
Maili Elementary School | C | Classrooms | Air Handling Unit | AHU-1 | Trane | MCCA014 | K02B17464 | 6350 cubic feet per minute | Classrooms | Outdoor Enclosure | 2002-07-01
Maili Elementary School | C | Classrooms | VAV Terminal Units (?) | VAV-?s | Trane | VCCE | Unknown | ? cubic feet per minutes | Classrooms | Classroom Ceiling | 2002-07-01
Maili Elementary School | D | Classrooms | Air Handling Unit | AHU-1 | Trane | MCCA014 | K02B17450 | 6200 cubic feet per minute | 1Floor Classrooms | Mechanical Room | 2002-07-01
Maili Elementary School | D | Classrooms | Air Handling Unit | AHU-2 | Trane | MCCA014 | K02B17445 | 6800 cubic feet per minute | 2Floor Classrooms | Mechanical Room | 2002-07-01
Maili Elementary School | D | Classrooms | VAV Terminal Units (?) | VAV-?s | Trane | VCCE | Unknown | ? cubic feet per minutes | 1Floor Classrooms | Classroom Ceiling | 2002-07-01
Maili Elementary School | E | Cafeteria, Kitchen | Air Handling Unit | AHU-1 | Trane | MCCA014 | K02B17473 | 6000 cubic feet per minute | Cafeteria | Mechanical Room | 2002-07-01
Maili Elementary School | E | Cafeteria, Kitchen | Air Handling Unit | AHU-2 | Trane | MCCA012 | K02B17474 | 5100 cubic feet per minute | Kitchen | Mezzanine | 2002-07-01
Maili Elementary School | F | Library | Air Handling Unit | AHU-1 | Carrier | 39LB10AA | 0809U04081 | Unknown | Unknown | Unknown | 2009-07-22
Maili Elementary School | F | Library | Air Handling Unit | AHU-2 | Carrier | 39LB10AA | 0809U04076 | Unknown | Unknown | Unknown | 2009-07-22
Maili Elementary School | F | Library | Air-Cooled Condensing Unit | ACCU-1. | Carrier | 38ARS012 | 0309G30098 | Unknown | Unknown | Unknown | 2009-07-22
Maili Elementary School | F | Library | Air-Cooled Condensing Unit | ACCU-2 | Carrier | 38ARS012 | 0309G30099 | Unknown | Unknown | Unknown | 2009-07-22
Maili Elementary School | G | Administration | Air Handling Unit | AHU-1 | Trane | MCC1012 | K02B17430 | 5000 cubic feet per minute | Administration | Mechanical Room | 2002-07-01
Maili Elementary School | G | Administration | VAV Terminal Units (?) | VAV-?s | Trane | VCCE | Unknown | ? cubic feet per minutes | Various Spaces | Ceiling Space | 2002-07-01
Maili Elementary School | H | Mechanical Rm. Central Plant | Chilled Water Pump | CHWP-1 | Aurora | 340/360 - 2 X 2.5 X 9 | 02-421626-2 | 300 gallons per minute | Entire School | Chiller Plant | 2002-07-01
Maili Elementary School | H | Mechanical Rm. Central Plant | Chilled Water Pump | CHWP-2 | Aurora | 340/360 - 2 X 2.5 X 9 | 02-421626-1 | 300 gallons per minute | Entire School | Chiller Plant | 2002-07-01
Maili Elementary School | H | Mechanical Rm. Central Plant | Condenser Water Pump | CWP-1 | Aurora | 344A-BF - 2 X 4 X 9A | 02-421630-2 | 300 gallons per minute | Entire School | Chiller Plant | 2002-07-01
Maili Elementary School | H | Mechanical Rm. Central Plant | Condenser Water Pump | CWP-2 | Aurora | 344A-BF - 2 X 4 X 9A | 02-421630-1 | 300 gallons per minute | Entire School | Chiller Plant | 2002-07-01
Maili Elementary School | H | Mechanical Rm. Central Plant | Cooling Tower | CT-1 | Evapco | LSTA10121 | W1026639 | 300 ton | Entire School | Cooling Tower Enclosure | 2002-07-01
Maili Elementary School | H | Mechanical Rm. Central Plant | Screw Chiller (R-22) | CH-1 | Trane | RTHB150FLF00 | U02C09182 | 150 ton | Entire School | Chiller Plant | 2002-07-01
Maili Elementary School | H | Mechanical Rm. Central Plant | Screw Chiller (R-22) | CH-2 | Trane | RTHB150FLF00 | U02C09183 | 150 ton | Entire School | Chiller Plant | 2002-07-01
Maili Elementary School | P1 | Portable Classroom | Fan Coil Unit | FCU-1 | Airedale Sentinel | UV4-C4 | PA2528-U13953 | 1100 cubic feet per minute | ClassroomP1 | ClassroomP1 | 2002-07-01
Maili Elementary School | P2 | Portable Classroom | Fan Coil Unit | FCU-1 | Airedale Sentinel | UV4-C4 | PA2528-U13954 | 1100 cubic feet per minute | ClassroomP2 | ClassroomP2 | 2002-07-01
Maili Elementary School | P3 | Portable Classroom | Fan Coil Unit | FCU-1 | Airedale Sentinel | UV4-C4 | PA2528-U13949 | 1100 cubic feet per minute | ClassroomP3 | ClassroomP3 | 2002-07-01
Maili Elementary School | P4 | Portable Classroom | Fan Coil Unit | FCU-1 | Airedale Sentinel | UV4-C4 | PA2528-U13946 | 1100 cubic feet per minute | ClassroomP4 | ClassroomP4 | 2002-07-01
Maili Elementary School | P5 | Portable Classroom | Fan Coil Unit | FCU-1 | Airedale Sentinel | UV4-C4 | PA2528-U13956 | 1100 cubic feet per minute | ClassroomP5 | ClassroomP5 | 2002-07-01
Maili Elementary School | P6 | Portable Classroom | Fan Coil Unit | FCU-1 | Airedale Sentinel | UV4-C4 | Unknown | 1100 cubic feet per minute | ClassroomP6 | ClassroomP6 | 2002-07-01
Maili Elementary School | P9 | Portable Classroom | Fan Coil Unit | FCU-1 | Airedale Sentinel | UV4-C4 | PA2528-U13952 | 1100 cubic feet per minute | ClassroomP9 | ClassroomP9 | 2002-07-01
Maili Elementary School | P11 | Portable Classroom | Fan Coil Unit | FCU-1 | Airedale Sentinel | UV4-C4 | PA2528-U13955 | 1100 cubic feet per minute | ClassroomP11 | ClassroomP11 | 2002-07-01
Maili Elementary School | P12 | Portable Classroom | Fan Coil Unit | FCU-1 | Airedale Sentinel | UV4-C4 | PA2528-U13958 | 1100 cubic feet per minute | ClassroomP12 | ClassroomP12 | 2002-07-01
Maili Elementary School | P14 | Portable Classroom | Fan Coil Unit | FCU-1 | Airedale Sentinel | UV4-C4 | PA2528-U13948 | 1100 cubic feet per minute | ClassroomP14 | ClassroomP14 | 2002-07-01
Maili Elementary School | P15 | Portable Classroom | Fan Coil Unit | FCU-1 | Airedale Sentinel | UV4-C4 | PA2528-U13950 | 1100 cubic feet per minute | ClassroomP15 | ClassroomP15 | 2002-07-01
Maili Elementary School | P16 | Portable Classroom | Fan Coil Unit | FCU-1 | Airedale Sentinel | UV4-C4 | PA2528-U13957 | 1100 cubic feet per minute | ClassroomP16 | ClassroomP16 | 2002-07-01
Maili Elementary School | P17 | Portable Classroom | Fan Coil Unit | FCU-1 | Airedale Sentinel | UV4-C4 | PA2528-U12947 | 1100 cubic feet per minute | ClassroomP17 | ClassroomP17 | 2002-07-01
Maili Elementary School | P18 | Portable Classroom | Fan Coil Unit | FCU-1 | Airedale Sentinel | UV4-C4 | PA2528-U13951 | 1100 cubic feet per minute | ClassroomP18 | ClassroomP18 | 2002-07-01
Maili Elementary School | TB-1 (Headstart) | Portable Classroom | Fan Coil Unit | FCU-1 | Airedale Sentinel | UV4-C4 | PA2528-U13944 | 1100 cubic feet per minute | ClassroomTB1 | ClassroomTB1 | 2002-07-01
Maili Elementary School | T01 Trailer | Portable (Headstart) Classroom | Package Air Conditioning Unit - Wall Mount, Vertical |  | Bard | WA484-A02 | Unknown | Unknown | T01-101 | T01-101 | 2016-11-01
Mililani Ike Elementary School | A | Administration | Air Handling Unit | AHU-1 | TRANE | MCCB008UA0C0UB | K03E74893 | 3600 cubic feet per minute | Admistration Offices | Mechanical Rooms | 2004-01-12
Mililani Ike Elementary School | A | Administration | Fan Coil Unit | FCU-1 | Unknown | Unknown | Unknown | 1170 cubic feet per minute | Conferences and Offices | Ceiling Space | 2004-01-12
Mililani Ike Elementary School | A | Administration | Fan Coil Unit | FCU-2 | Unknown | Unknown | Unknown | 500 cubic feet per minute | PCNC#113 | Ceiling Space | 2004-01-12
Mililani Ike Elementary School | A | Administration | VAV Terminal Units | VAV-?s | Unknown | Unknown | Unknown | ? cubic feet per minutes | Various Spaces | Ceiling Space | 2004-01-12
Mililani Ike Elementary School | B | Library | Air Handling Unit | AHU-1 | Trane | MCCB017UA0C0UB | K03E74900 | 7950 cubic feet per minute | Library Area | Mechanical Rooms | 2004-01-12
Mililani Ike Elementary School | B | Library | Air Handling Unit | AHU-2 | Trane | MCCB006UA0C0UA | K03E74909 | 2115 cubic feet per minute | FAforAhu-1 | Mechanical Rooms | 2004-01-12
Mililani Ike Elementary School | B | Library | Fan Coil Unit | FCU-1 | Mitsubishi | PKA-A24FAL | 8ZA00384A | 24000British Thermal Unit | Computer Room | Computer Room | Unknown
Mililani Ike Elementary School | B | Library | Air-Cooled Condensing Unit | ACCU-1 | Mitsubishi | PUY-A24NHA2 | 82U03332B | 2 ton | Computer Room | Outdoor | Unknown
Mililani Ike Elementary School | B | Library | VAV Terminal Units | VAV-?s | Unknown | Unknown | Unknown | ? cubic feet per minutes | Various Spaces | Ceiling Space | 2004-01-12
Mililani Ike Elementary School | C | Cafeteria | Air-Cooled Condensing Unit | ACCU-1 | Samsung | RFPC020CBMO | P1KT600059 | 0.8 ton | Kitchen Office | OutdoorSlab | 2004-01-12
Mililani Ike Elementary School | C | Cafeteria | Fan Coil Unit - Ductless | FCU-1 | Samsung | Unknown | Unknown | 300 cubic feet per minute | Kitchen Office | Kitchen Office Ceiling | 2004-01-12
Mililani Ike Elementary School | D | Classrooms (1 Story) | Air Handling Unit | AHU-1 | TRANE | MCCB030UA0C0UA | K03E74916 | 14250 cubic feet per minute | Classrooms | Mechanical Rooms | 2004-01-12
Mililani Ike Elementary School | D | Classrooms (1 Story) | VAV Terminal Units | VAV-?s | Unknown | Unknown | Unknown | ? cubic feet per minutes | Various Spaces | Ceiling Space | 2004-01-12
Mililani Ike Elementary School | E | Classrooms (2 Story) | Air Handling Unit | AHU-1 | TRANE | MCCB021UA0C0UA | K03B25937 | 9950 cubic feet per minute | 1Floor Classrooms | Mechanical Rooms | 2004-01-12
Mililani Ike Elementary School | E | Classrooms (2 Story) | Air Handling Unit | AHU-2 | TRANE | MCCB025UA0C0UA | K03B25932 | 13000 cubic feet per minute | 2Floor Classrooms | Mechanical Rooms | 2004-01-12
Mililani Ike Elementary School | E | Classrooms (2 Story) | VAV Terminal Units | VAV-?s | Unknown | Unknown | Unknown | ? cubic feet per minutes | Various Spaces | Ceiling Space | 2004-01-12
Mililani Ike Elementary School | G | Mechanical Rm Chiller Plant | Screw Chiller | CH-1 | TRANE | RTHR150ELE00LWP0M0LNN3LE2LEU0Q | U03E06226 | 150 ton | Entire School | Chiller Room | 2004-01-12
Mililani Ike Elementary School | G | Mechanical Rm Chiller Plant | Screw Chiller | CH-2 | TRANE | RTHB150FLF00LWP0M0UNN3LE2LEV0Q | U03F06225 | 150 ton | Entire School | Chiller Room | 2004-01-12
Mililani Ike Elementary School | G | Mechanical Rm Chiller Plant | Chilled Water Pump | CHWP-1 | TACO | Unknown | Unknown | 275 gallons per minute | Entire School | Chiller Room | 2004-01-12
Mililani Ike Elementary School | G | Mechanical Rm Chiller Plant | Chilled Water Pump | CHWP-2 | TACO | Unknown | Unknown | 275 gallons per minute | Entire School | Chiller Room | 2004-01-12
Mililani Ike Elementary School | G | Mechanical Rm Chiller Plant | Condenser Water Pump | CWP-1 | TACO | FE3008E2F1F4L0A | Unknown | 450 gallons per minute | Entire School | Chiller Room | 2004-01-12
Mililani Ike Elementary School | G | Mechanical Rm Chiller Plant | Condenser Water Pump | CWP-2 | TACO | FE3008E2F1F4L0A | Unknown | 450 gallons per minute | Entire School | Chiller Room | 2004-01-12
Mililani Ike Elementary School | G | Mechanical Rm Chiller Plant | Cooling Tower | CT-1 | MARLEY | QUADRAFLOW | 226003-21120-02 | 150 ton | Entire School | Chiller Room | 2004-01-12
Mililani Ike Elementary School | G | Mechanical Rm Chiller Plant | Cooling Tower | CT-2 | MARLEY | QUADRAFLOW | 226003-21121-02 | 150 ton | Entire School | Chiller Room | 2004-01-12
Mililani Ike Elementary School | G | Mechanical Rm Chiller Plant | Heat Recovery Unit | HRU-1 | TRANE | CDS 56M7/4P-8S -HP | 202-03 | 150 ton | Entire School | Chiller Room | 2004-01-12
Mililani Ike Elementary School | G | Mechanical Rm Chiller Plant | Heat Recovery Unit | HRU-2 | TRANE | CDS 56M7/4P-8S -HP | 202-03 | 150 ton | Entire School | Chiller Room | 2004-01-12
Mililani Ike Elementary School | P1 | Portable Classroom | Package Air Conditioning Unit - Wall Mount, Vertical | PACU-1 | Bard | WA484 | 236J052063085-02 | 4 ton | Portable P1 | Building Wall Mount | 2005-07-01
Mililani Ike Elementary School | P2 | Portable Classroom | Package Air Conditioning Unit - Wall Mount, Vertical | PACU-1 | Bard | WA484-A0Z | 236J052063086-02 | 4 ton | Portable P2 | Building Wall Mount | 2005-07-01
Mililani Ike Elementary School | P3 | Portable Classroom | Package Air Conditioning Unit - Wall Mount, Vertical | PACU-1 | Bard | WA484-A0Z | 236J052063084-02 | 4 ton | Portable P3 | Building Wall Mount | 2006-08-01
Mililani Ike Elementary School | P4 | Portable Classroom | Package Air Conditioning Unit - Wall Mount, Vertical | PACU-1 | Bard | WA484-A0Z | 236B051999485-02 | 4 ton | Portable P4 | Building Wall Mount | 2006-08-01
Mililani Ike Elementary School | P5 | Portable Classroom | Package Air Conditioning Unit - Wall Mount, Vertical | PACU-1 | Bard | WA484-A0Z | 236K052078847-02 | 4 ton | Portable P5 | Building Wall Mount | 2006-08-01
Mililani Ike Elementary School | P6 | Portable Classroom | Package Air Conditioning Unit - Wall Mount, Vertical | PACU-1 | Bard | WA484-A0Z | 236F052042787-02 | 4 ton | Portable P6 | Building Wall Mount | 2006-08-01
Mililani Ike Elementary School | P7 | Portable Classroom | Package Air Conditioning Unit - Wall Mount, Vertical | PACU-1 | Bard | WA484-A0Z | 236F041916840-02 | 4 ton | Portable P7 | Building Wall Mount | 2006-08-01
Mililani Ike Elementary School | P8 | Portable Classroom | Package Air Conditioning Unit - Wall Mount, Vertical | PACU-1 | Bard | WA484-A0Z | 236F041916844-02 | 4 ton | Portable P8 | Building Wall Mount | 2006-08-01
Mililani Ike Elementary School | P9 | Portable Classroom | Package Air Conditioning Unit - Wall Mount, Vertical | PACU-1 | Bard | WA484-A0Z | 236F072352637-02 | 4 ton | Portable P9 | Building Wall Mount | 2007-06-01
Mililani Ike Elementary School | P10 | Portable Classroom | Package Air Conditioning Unit - Wall Mount, Vertical | PACU-1 | Bard | WA484-A0Z | 236D072335393-02 | 4 ton | Portable P10 | Building Wall Mount | 2007-06-01
Mililani Mauka Elementary School | A | Administration and Cafeteria | Air Handling Unit | AHU-1 | Trane | CLCH -10 | Unknown | ? cubic feet per minute | Offices | Ceiling | 1993-09-01
Mililani Mauka Elementary School | A | Administration and Cafeteria | Air Handling Unit | AHU-2 | Trane | CLCH -8 | Unknown | ? cubic feet per minute | Offices | Ceiling | 1993-09-01
Mililani Mauka Elementary School | A | Administration and Cafeteria | Air Handling Unit | AHU-3 | Trane | CLCH -8 | Unknown | ? cubic feet per minute | Offices | Ceiling | 1993-09-01
Mililani Mauka Elementary School | A | Administration and Cafeteria | Fan Coil Unit | FCU-1 | Intl Envir Corp | HPY14KYYC | Unknown | ? cubic feet per minute | Kitchen | Ceiling | 1993-09-01
Mililani Mauka Elementary School | A | Administration and Cafeteria | Air-Cooled Condenser | ACC-1 | TRANE | CAUCC8042M | C05G06888 | 70 ton | Entire School | Roof | 2005-10-31
Mililani Mauka Elementary School | A | Administration and Cafeteria | Air-Cooled Condenser | ACC-2 | TRANE | CAUCC8042M | C05G06886 | 70 ton | Entire School | Roof | 2005-10-31
Mililani Mauka Elementary School | A | Administration and Cafeteria | Air-Cooled Condenser | ACC-3 | TRANE | CAUCC8042M | C05G06887 | 70 ton | Entire School | Roof | 2005-10-31
Mililani Mauka Elementary School | A | Administration and Cafeteria | Chilled Water Pump | CHWP-1 | Aurora | 344 | Unknown | ? gallons per minute | Entire School | Mechanical Room | 1993-09-01
Mililani Mauka Elementary School | A | Administration and Cafeteria | Chilled Water Pump | CHWP-2 | Aurora | 344 | Unknown | ? gallons per minute | Entire School | Mechanical Room | 1993-09-01
Mililani Mauka Elementary School | A | Administration and Cafeteria | Chilled Water Pump | CHWP-3 | Paco | ??? | Unknown | ? gallons per minute | Entire School | Mechanical Room | 1993-09-01
Mililani Mauka Elementary School | A | Administration and Cafeteria | Chilled Water Pump | CHWP-4 | Aurora | 344 | Unknown | ? gallons per minute | Entire School | Mechanical Room | 1993-09-01
Mililani Mauka Elementary School | A | Administration and Cafeteria | Chilled Water Pump | CHWP-5 | Aurora | 344 | Unknown | ? gallons per minute | Entire School | Mechanical Room | 1993-09-01
Mililani Mauka Elementary School | A | Administration and Cafeteria | Chilled Water Pump | CHWP-6 | Aurora | 344 | Unknown | ? gallons per minute | Entire School | Mechanical Room | 1993-09-01
Mililani Mauka Elementary School | A | Administration and Cafeteria | Chilled Water Pump | CHWP-7 | Paco | Unknown | Unknown | ? gallons per minute | Entire School | Mechanical Room | 1993-09-01
Mililani Mauka Elementary School | A | Administration and Cafeteria | Compressor, Chiller Unit | CH-1 | Trane | CCACC701 | U92M03181 | 70 ton | Entire School | Mechanical Room | 1993-09-01
Mililani Mauka Elementary School | A | Administration and Cafeteria | Compressor, Chiller Unit | CH-2 | Trane | CCACC701 | U92M03180 | 70 ton | Entire School | Mechanical Room | 1993-09-01
Mililani Mauka Elementary School | A | Administration and Cafeteria | Compressor, Chiller Unit | CH-3 | Trane | CCACC701 | U94A09768 | 70 ton | Entire School | Mechanical Room | 1993-09-01
Mililani Mauka Elementary School | B | Classrooms and Library | Fan Coil Unit | FCU-1 | Intl Envir Corp | VEY14KYYC | 92-59827 | ? cubic feet per minute | Locker Room | Mechanical Rooms | 1993-09-01
Mililani Mauka Elementary School | B | Classrooms and Library | Fan Coil Unit | FCU-2 | Intl Envir Corp | VEY16KYYC | 92-59827 | ? cubic feet per minute | Workroom | Mechanical Rooms | 1993-09-01
Mililani Mauka Elementary School | B | Classrooms and Library | Fan Coil Unit | FCU-3 | Intl Envir Corp | VEY16KYYC | 92-59827 | ? cubic feet per minute | Workroom | Mechanical Rooms | 1993-09-01
Mililani Mauka Elementary School | B | Classrooms and Library | Fan Coil Unit | FCU-4 | Intl Envir Corp | VEY14KYYC | 92-59827 | ? cubic feet per minute | Classroom B106 | Mechanical Rooms | 1993-09-01
Mililani Mauka Elementary School | B | Classrooms and Library | Fan Coil Unit | FCU-5 | Intl Envir Corp | VEY14KYYC | 92-59827 | ? cubic feet per minute | Classroom B105 | Mechanical Rooms | 1993-09-01
Mililani Mauka Elementary School | B | Classrooms and Library | Fan Coil Unit | FCU-6 | Intl Envir Corp | VEY14KYYC | 92-59827 | ? cubic feet per minute | Classroom B104 | Mechanical Rooms | 1993-09-01
Mililani Mauka Elementary School | B | Classrooms and Library | Fan Coil Unit | FCU-7 | Intl Envir Corp | VEY14KYYC | 92-59827 | ? cubic feet per minute | Classroom B103 | Mechanical Rooms | 1993-09-01
Mililani Mauka Elementary School | B | Classrooms and Library | Fan Coil Unit | FCU-8 | Intl Envir Corp | HPY14KYYC | 92-59827 | ? cubic feet per minute | Classroom B102 | Mechanical Rooms | 1993-09-01
Mililani Mauka Elementary School | B | Classrooms and Library | Fan Coil Unit | FCU-9 | Intl Envir Corp | VEY14KYYC | 92-59827 | ? cubic feet per minute | Classroom B101 | Mechanical Rooms | 1993-09-01
Mililani Mauka Elementary School | B | Classrooms and Library | Fan Coil Unit | FCU-10 | Intl Envir Corp | VEY16KYYC | 92-59827 | ? cubic feet per minute | Computer Room | Mechanical Rooms | 1993-09-01
Mililani Mauka Elementary School | B | Classrooms and Library | Fan Coil Unit | FCU-11 | Intl Envir Corp | VEY16KYYC | 92-59827 | ? cubic feet per minute | Computer Room | Mechanical Rooms | 1993-09-01
Mililani Mauka Elementary School | B | Classrooms and Library | Fan Coil Unit | FCU-12 | Intl Envir Corp | VEY16KYYC | 92-59827 | ? cubic feet per minute | Reading Room | Mechanical Rooms | 1993-09-01
Mililani Mauka Elementary School | B | Classrooms and Library | Fan Coil Unit | FCU-13 | Intl Envir Corp | VEY16KYYC | 92-59827 | ? cubic feet per minute | Reading Room | Mechanical Rooms | 1993-09-01
Mililani Mauka Elementary School | B | Computer Lab and Server Room | Fan Coil Unit | FCU-1 | Sanyo | KS3632 | 138153 | Unknown | Unknown | Unknown | Unknown
Mililani Mauka Elementary School | B | Computer Lab and Server Room | Fan Coil Unit | FCU-2 | Sanyo | KS3632 | 137753 | Unknown | Unknown | Unknown | Unknown
Mililani Mauka Elementary School | B | Computer Lab and Server Room | Air-Cooled Condensing Unit | ACCU-1 | Sanyo | C3632A | 11251 | Unknown | Unknown | Outdoor | Unknown
Mililani Mauka Elementary School | B | Computer Lab and Server Room | Air-Cooled Condensing Unit | ACCU-2 | Sanyo | C3632A | 11351 | Unknown | Unknown | Outdoor | Unknown
Mililani Mauka Elementary School | C | Classrooms | Fan Coil Unit | FCU-1 | Intl Envir Corp | HPY16KYYC | 92-59827 | ? cubic feet per minute | Classrooms C112 | Mechanical Rooms | 1993-09-01
Mililani Mauka Elementary School | C | Classrooms | Fan Coil Unit | FCU-2 | Intl Envir Corp | VEY14KYYC | 92-59827 | ? cubic feet per minute | Classrooms C111 | Mechanical Rooms | 1993-09-01
Mililani Mauka Elementary School | C | Classrooms | Fan Coil Unit | FCU-3 | Intl Envir Corp | VEY14KYYC | 92-59827 | ? cubic feet per minute | Classrooms C110 | Mechanical Rooms | 1993-09-01
Mililani Mauka Elementary School | C | Classrooms | Fan Coil Unit | FCU-4 | Intl Envir Corp | VEY14KYYC | 92-59827 | ? cubic feet per minute | Classrooms C109 | Mechanical Rooms | 1993-09-01
Mililani Mauka Elementary School | C | Classrooms | Fan Coil Unit | FCU-5 | Intl Envir Corp | VEY14KYYC | 92-59827 | ? cubic feet per minute | Classrooms C108 | Mechanical Rooms | 1993-09-01
Mililani Mauka Elementary School | C | Classrooms | Fan Coil Unit | FCU-6 | Intl Envir Corp | VEY14KYYC | 92-59827 | ? cubic feet per minute | Classrooms C107 | Mechanical Rooms | 1993-09-01
Mililani Mauka Elementary School | C | Classrooms | Fan Coil Unit | FCU-7 | Intl Envir Corp | VEY14KYYC | 92-59827 | ? cubic feet per minute | Classrooms C105 | Mechanical Rooms | 1993-09-01
Mililani Mauka Elementary School | C | Classrooms | Fan Coil Unit | FCU-8 | Intl Envir Corp | VEY14KYYC | 92-59827 | ? cubic feet per minute | Classrooms C105 | Mechanical Rooms | 1993-09-01
Mililani Mauka Elementary School | C | Classrooms | Fan Coil Unit | FCU-9 | Intl Envir Corp | VEY14KYYC | 92-59827 | ? cubic feet per minute | Classrooms C104 | Mechanical Rooms | 1993-09-01
Mililani Mauka Elementary School | C | Classrooms | Fan Coil Unit | FCU-10 | Intl Envir Corp | VEY14KYYC | 92-59827 | ? cubic feet per minute | Classrooms C103 | Mechanical Rooms | 1993-09-01
Mililani Mauka Elementary School | C | Classrooms | Fan Coil Unit | FCU-11 | Intl Envir Corp | VEY14KYYC | 92-59827 | ? cubic feet per minute | Classrooms C102 | Mechanical Rooms | 1993-09-01
Mililani Mauka Elementary School | C | Classrooms | Fan Coil Unit | FCU-12 | Intl Envir Corp | VEY14KYYC | 92-59827 | ? cubic feet per minute | Classrooms C101 | Mechanical Rooms | 1993-09-01
Mililani Mauka Elementary School | C | Classrooms | Fan Coil Unit | FCU-13 | Intl Envir Corp | VEY14KYYC | 92-59827 | ? cubic feet per minute | Storage Ceiling C106 | Resource Ceiling | 1993-09-01
Mililani Mauka Elementary School | D | Classrooms (2 Story) | Fan Coil Unit | FCU-1 | Intl Envir Corp | VEY14KYYC | 92-59827 | ? cubic feet per minute | 2Floor Classrooms 101 | Mechanical Rooms | 1993-09-01
Mililani Mauka Elementary School | D | Classrooms (2 Story) | Fan Coil Unit | FCU-2 | Intl Envir Corp | VEY14KYYC | 92-59827 | ? cubic feet per minute | 2Floor Classrooms 102 | Mechanical Rooms | 1993-09-01
Mililani Mauka Elementary School | D | Classrooms (2 Story) | Fan Coil Unit | FCU-3 | Intl Envir Corp | VEY14KYYC | 92-59827 | ? cubic feet per minute | 2Floor Classrooms 103 | Mechanical Rooms | 1993-09-01
Mililani Mauka Elementary School | D | Classrooms (2 Story) | Fan Coil Unit | FCU-4 | Intl Envir Corp | VEY14KYYC | 92-59827 | ? cubic feet per minute | 2Floor Classrooms 104 | Mechanical Rooms | 1993-09-01
Mililani Mauka Elementary School | D | Classrooms (2 Story) | Fan Coil Unit | FCU-5 | Intl Envir Corp | VEY14KYYC | 92-59827 | ? cubic feet per minute | 2Floor Classrooms 105 | Mechanical Rooms | 1993-09-01
Mililani Mauka Elementary School | D | Classrooms (2 Story) | Fan Coil Unit | FCU-6 | Intl Envir Corp | VEY14KYYC | 92-59827 | ? cubic feet per minute | 2Floor Classrooms 106 | Mechanical Rooms | 1993-09-01
Mililani Mauka Elementary School | D | Classrooms (2 Story) | Fan Coil Unit | FCU-7 | Intl Envir Corp | VEY14KYYC | 92-59827 | ? cubic feet per minute | 2Floor Classrooms 107 | Mechanical Rooms | 1993-09-01
Mililani Mauka Elementary School | D | Classrooms (2 Story) | Fan Coil Unit | FCU-8 | Intl Envir Corp | VEY14KYYC | 92-59827 | ? cubic feet per minute | 2Floor Classrooms 108 | Mechanical Rooms | 1993-09-01
Mililani Mauka Elementary School | D | Classrooms (2 Story) | Fan Coil Unit | FCU-9 | Intl Envir Corp | VEY14KYYC | 92-59827 | ? cubic feet per minute | 2Floor Classrooms 109 | Mechanical Rooms | 1993-09-01
Mililani Mauka Elementary School | D | Classrooms (2 Story) | Fan Coil Unit | FCU-10 | Intl Envir Corp | VEY14KYYC | 92-59827 | ? cubic feet per minute | 2Floor Classrooms 110 | Mechanical Rooms | 1993-09-01
Mililani Mauka Elementary School | D | Classrooms (2 Story) | Fan Coil Unit | FCU-11 | Intl Envir Corp | VEY14KYYC | 92-59827 | ? cubic feet per minute | 2Floor Classrooms 111 | Mechanical Rooms | 1993-09-01
Mililani Mauka Elementary School | D | Classrooms (2 Story) | Fan Coil Unit | FCU-12 | Intl Envir Corp | VEY14KYYC | 92-59827 | ? cubic feet per minute | 2Floor Classrooms 112 | Mechanical Rooms | 1993-09-01
Mililani Mauka Elementary School | D | Classrooms (2 Story) | Fan Coil Unit | FCU-13 | Intl Envir Corp | HPY16KYYC | 92-59827 | ? cubic feet per minute | 2Floor Classrooms 113 | Classroom 113 Ceiling | 1993-09-01
Mililani Mauka Elementary School | D | Classrooms (2 Story) | Fan Coil Unit | FCU-14 | Intl Envir Corp | VEY14KYYC | 92-59827 | 1420 cubic feet per minute | 1Floor Classrooms 201 | Mechanical Rooms | 1993-09-01
Mililani Mauka Elementary School | D | Classrooms (2 Story) | Fan Coil Unit | FCU-15 | Intl Envir Corp | VEY14KYYC | 92-59827 | 1420 cubic feet per minute | 1Floor Classrooms 202 | Mechanical Rooms | 1993-09-01
Mililani Mauka Elementary School | D | Classrooms (2 Story) | Fan Coil Unit | FCU-16 | Intl Envir Corp | VEY14KYYC | 92-59827 | 1420 cubic feet per minute | 1Floor Classrooms 203 | Mechanical Rooms | 1993-09-01
Mililani Mauka Elementary School | D | Classrooms (2 Story) | Fan Coil Unit | FCU-17 | Intl Envir Corp | VEY14KYYC | 92-59827 | 1420 cubic feet per minute | 1Floor Classrooms 204 | Mechanical Rooms | 1993-09-01
Mililani Mauka Elementary School | D | Classrooms (2 Story) | Fan Coil Unit | FCU-18 | Intl Envir Corp | VEY14KYYC | 92-59827 | 1420 cubic feet per minute | 1Floor Classrooms 205 | Mechanical Rooms | 1993-09-01
Mililani Mauka Elementary School | D | Classrooms (2 Story) | Fan Coil Unit | FCU-19 | Intl Envir Corp | VEY14KYYC | 92-59827 | 1420 cubic feet per minute | 1Floor Classrooms 206 | Mechanical Rooms | 1993-09-01
Mililani Mauka Elementary School | D | Classrooms (2 Story) | Fan Coil Unit | FCU-20 | Intl Envir Corp | VEY14KYYC | 92-59827 | 1420 cubic feet per minute | 1Floor Classrooms 207 | Mechanical Rooms | 1993-09-01
Mililani Mauka Elementary School | D | Classrooms (2 Story) | Fan Coil Unit | FCU-21 | Intl Envir Corp | VEY14KYYC | 92-59827 | 1420 cubic feet per minute | 1Floor Classrooms 208 | Mechanical Rooms | 1993-09-01
Mililani Mauka Elementary School | D | Classrooms (2 Story) | Fan Coil Unit | FCU-22 | Intl Envir Corp | VEY14KYYC | 92-59827 | 1420 cubic feet per minute | 1Floor Classrooms 209 | Mechanical Rooms | 1993-09-01
Mililani Mauka Elementary School | D | Classrooms (2 Story) | Fan Coil Unit | FCU-23 | Intl Envir Corp | VEY14KYYC | 92-59827 | 1420 cubic feet per minute | 1Floor Classrooms 210 | Mechanical Rooms | 1993-09-01
Mililani Mauka Elementary School | D | Classrooms (2 Story) | Fan Coil Unit | FCU-24 | Intl Envir Corp | VEY14KYYC | 92-59827 | 1420 cubic feet per minute | 1Floor Classrooms 211 | Mechanical Rooms | 1993-09-01
Mililani Mauka Elementary School | D | Classrooms (2 Story) | Fan Coil Unit | FCU-25 | Intl Envir Corp | VEY14KYYC | 92-59827 | 1420 cubic feet per minute | 1Floor Classrooms 212 | Mechanical Rooms | 1993-09-01
Mililani Mauka Elementary School | D | Classrooms (2 Story) | Fan Coil Unit | FCU-26 | Intl Envir Corp | HPY16KYYC | 92-59827 | 1520 cubic feet per minute | Womens Restroom | Ceiling | 1993-09-01
Mililani Middle School | A | Administration | Air Handling Unit | AHU-1 | Carrier | 39TH21GA | 1298F32771 | 8200 cubic feet per minute | Administration Offices | Mechanical Room | 1998-06-01
Mililani Middle School | A | Administration | VAV Terminal Units (13) | VAV-?s | Carrier | 35DA | Unknown | ? cubic feet per minutes | Various Spaces | Ceiling Spaces | 1998-06-01
Mililani Middle School | A | Administration | Variable Frequency Drive Unit | VFD | Magnatek | GPD505 | Unknown | Unknown | AHU-1 | Mechanical Room | 1998-06-01
Mililani Middle School | B | Media Center and Exploratory | Air Conditioning Unit - Vertical | ACU-1 | Liebert | BU036AUM | 348368-001 | 1500 cubic feet per minute | Server Room | Server Room | 1998-06-01
Mililani Middle School | B | Media Center and Exploratory | Air Handling Unit | AHU-1 | Carrier | 39TH32 | 1298F32871 | 16300 cubic feet per minute | Media Center and Exploratory | Mechanical Room | 1998-06-01
Mililani Middle School | B | Media Center and Exploratory | Air Handling Unit | AHU-2 | Carrier | 39TH13 | 1298F32765 | 6000 cubic feet per minute | Media Center and Exploratory | 2nd Floor Mechanical Room | 1998-06-01
Mililani Middle School | B | Media Center and Exploratory | Air Handling Unit | AHU-3 | Carrier | 39TH17 | 1298F32785 | 7500 cubic feet per minute | Media Center and Exploratory | 2nd Floor Mechanical Room | 1998-06-01
Mililani Middle School | B | Media Center and Exploratory | Air-Cooled Condenser | ACC-1 | Liebert | MMCO40A | Unknown | 4 ton | Server Room | Mechanical Room | 1998-06-01
Mililani Middle School | B | Media Center and Exploratory | Variable Frequency Drive Unit | VFD-1 | HW | NXSO150A1002 | Unknown | Unknown | AHU-1 | Mechanical Rooms | 2016-07-01
Mililani Middle School | B | Media Center and Exploratory | Variable Frequency Drive Unit | VFD-2 | Magnetek | GDP505 | Unknown | Unknown | AHU-2 | Mechanical Rooms | 1998-06-01
Mililani Middle School | B | Media Center and Exploratory | Variable Frequency Drive Unit | VFD-3 | Magnetek | GDP506 | Unknown | Unknown | AHU-3 | Mechanical Rooms | 1998-06-01
Mililani Middle School | B | Media Center and Exploratory | VAV Terminal Units (22) | VAV-?s | Carrier | 35DA | Unknown | ? cubic feet per minutes | Various Spaces | Ceiling Spaces | 1998-06-01
Mililani Middle School | C | Music and Student Center | Air Handling Unit | AHU-1 | McQuay | LSL-106CV | 38K00571-06 | 3000 cubic feet per minute | Offices | Mechanical Rooms | 1999-06-01
Mililani Middle School | C | Music and Student Center | Air Handling Unit | AHU-2 | McQuay | LSL-108CV | 38K00572-06 | 3250 cubic feet per minute | Choral and Orchestra | Mechanical Rooms | 1999-06-01
Mililani Middle School | C | Music and Student Center | Air Handling Unit | AHU-3 | McQuay | LSL-111CV | 38K00573-06 | 5100 cubic feet per minute | Band-2 Rooms | Mechanical Rooms | 1999-06-01
Mililani Middle School | C | Music and Student Center | Air Handling Unit | AHU-4 | McQuay | LSL-111CV | 38K00574-06 | 4800 cubic feet per minute | Band-1 Rooms | Mechanical Rooms | 1999-06-01
Mililani Middle School | C | Music and Student Center | Variable Frequency Drive Unit | VFD-1 | Unknown | Unknown | Unknown | Unknown | AHU-1 | Mechanical Rooms | 1998-06-01
Mililani Middle School | C | Music and Student Center | Variable Frequency Drive Unit | VFD-2 | Unknown | Unknown | Unknown | Unknown | AHU-2 | Mechanical Rooms | 1998-06-01
Mililani Middle School | C | Music and Student Center | Variable Frequency Drive Unit | VFD-3 | Unknown | Unknown | Unknown | Unknown | AHU-3 | Mechanical Rooms | 1998-06-01
Mililani Middle School | C | Music and Student Center | Variable Frequency Drive Unit | VFD-4 | Unknown | Unknown | Unknown | Unknown | AHU-4 | Mechanical Rooms | 1998-06-01
Mililani Middle School | C | Music and Student Center | VAV Terminal Units (24) | VAV-?s | Carrier | 35DA | Unknown | ? cubic feet per minutes | Various Spaces | Ceiling Spaces | 1998-06-01
Mililani Middle School | D | Mechanical and Electrical | Chilled Water Pump (Primary) | CHWP-1 | Marathon | SJ 215TTFCD6026 AA H | WX20000986-22035 | 576 gallons per minute | Chiller 1 and 2 | Chiller Room | 2018-09-11
Mililani Middle School | D | Mechanical and Electrical | Chilled Water Pump (Primary) | CHWP-2 | Marathon | 213TTFCD6026 | WX2000000 17806 | 494 gallons per minute | Chiller 1 and 2 | Chiller Room | 2018-06-28
Mililani Middle School | D | Mechanical and Electrical | Chilled Water Pump (Secondary) | CHWP-3 | Century | PM2AA14A01C | 2726-S105006 | 576 gallons per minute | Entire School | Chiller Room | 1998-06-01
Mililani Middle School | D | Mechanical and Electrical | Chilled Water Pump (Secondary) | CHWP-4 | Century | E516M2 | 122-17-MT2 | 494 gallons per minute | Entire School | Chiller Room
Mililani Middle School | D | Mechanical and Electrical | Chilled Water Pump (Secondary) | CHWP-5 | Century | PL1AA57A01C | 3281-7832036 | 100 gallons per minute | Entire School | Chiller Room | 1998-06-01
Mililani Middle School | D | Mechanical and Electrical | Condenser Water Pump | CWP-1 | Marathon | 254TTDC6026AA | 28171 | 720 gallons per minute | Chiller 1 and 2 | Chiller Room | 2008-02-01
Mililani Middle School | D | Mechanical and Electrical | Condenser Water Pump | CWP-2 | A.O. SMITH | T57033 | SA5232373 | 627 gallons per minute | Chiller 1 and 2 | Chiller Room | 1998-06-01
Mililani Middle School | D | Mechanical and Electrical | Condenser Water Pump (Bypass) | BP-1 | Marathon | TB 254TTFCD6026 | WX20001168-12003 | 15 horsepower | Chiller 1 and 2 | Chiller Room | 2019-01-17
Mililani Middle School | D | Mechanical and Electrical | Cooling Tower | CT-1 | Marley | 21303 | 112643-21313-98 | 240 ton | Chiller 1 and 2 | Outdoor Enclosure | 1998-06-01
Mililani Middle School | D | Mechanical and Electrical | Cooling Tower | CT-2 | Marley | 21302 | 112643-21313-98 | 206 ton | Chiller 1 and 2 | Outdoor Enclosure | 1998-06-01
Mililani Middle School | D | Mechanical and Electrical | Heat Recovery Unit | HRU-1 | Heat Harvester | E - 120 | GP698260 | 27 ton | Domestic Water | Chiller Room | 1998-06-01
Mililani Middle School | D | Mechanical and Electrical | Heat Recovery Unit | HRU-2 | Heat Harvester | E - 120 | GP698261 | 27 ton | Domestic Water | Chiller Room | 1998-06-01
Mililani Middle School | D | Mechanical and Electrical | Screw Chiller | CH-1 | Carrier | 30HXC261RZ | 1698F38338 | 255 ton | Entire School | Chiller Room | 1998-06-01
Mililani Middle School | D | Mechanical and Electrical | Screw Chiller | CH-2 | Carrier | 30HXA186 | 2098F44412 | 173 ton | Entire School | Chiller Room | 1998-06-01
Mililani Middle School | E | Classrooms | Air Handling Unit | AHU-1 | McQuay | LSL-111CV | 38K00576-06 | 4250 cubic feet per minute | Teacher Rooms | Mechanical Room | 1999-06-01
Mililani Middle School | E | Classrooms | Air Handling Unit | AHU-2 | McQuay | LSL-114DV | 38K00577-04 | 5600 cubic feet per minute | Computer Rooms | Mechanical Room | 1999-06-01
Mililani Middle School | E | Classrooms | Unit Ventilator | UV-1 | Am Air Filt | AV006C11 | Unknown | 1500 cubic feet per minute | 1Floor Classrooms | 1Floor Classrooms | 1999-06-01
Mililani Middle School | E | Classrooms | Unit Ventilator | UV-2 | Am Air Filt | AV006C11 | Unknown | 1500 cubic feet per minute | 1Floor Classrooms | 1Floor Classrooms | 1999-06-01
Mililani Middle School | E | Classrooms | Unit Ventilator | UV-3 | Am Air Filt | AV006C11 | Unknown | 1500 cubic feet per minute | 1Floor Classrooms | 1Floor Classrooms | 1999-06-01
Mililani Middle School | E | Classrooms | Unit Ventilator | UV-4 | Am Air Filt | AV006C11 | Unknown | 1500 cubic feet per minute | 1Floor Classrooms | 1Floor Classrooms | 1999-06-01
Mililani Middle School | E | Classrooms | Unit Ventilator | UV-5 | Am Air Filt | AV006C11 | Unknown | 1500 cubic feet per minute | 1Floor Classrooms | 1Floor Classrooms | 1999-06-01
Mililani Middle School | E | Classrooms | Unit Ventilator | UV-6 | Am Air Filt | AV006C11 | Unknown | 1500 cubic feet per minute | 1Floor Classrooms | 1Floor Classrooms | 1999-06-01
Mililani Middle School | E | Classrooms | Unit Ventilator | UV-7 | Am Air Filt | AV006C11 | Unknown | 1500 cubic feet per minute | 1Floor Classrooms | 1Floor Classrooms | 1999-06-01
Mililani Middle School | E | Classrooms | Unit Ventilator | UV-8 | Am Air Filt | AV006C11 | Unknown | 1500 cubic feet per minute | 2Floor Classrooms | 2Floor Classrooms | 1999-06-01
Mililani Middle School | E | Classrooms | Unit Ventilator | UV-9 | Am Air Filt | AV006C11 | Unknown | 1500 cubic feet per minute | 2Floor Classrooms | 2Floor Classrooms | 1999-06-01
Mililani Middle School | E | Classrooms | Unit Ventilator | UV-10 | Am Air Filt | AV006C11 | Unknown | 1500 cubic feet per minute | 2Floor Classrooms | 2Floor Classrooms | 1999-06-01
Mililani Middle School | E | Classrooms | Unit Ventilator | UV-11 | Am Air Filt | AV006C11 | Unknown | 1500 cubic feet per minute | 2Floor Classrooms | 2Floor Classrooms | 1999-06-01
Mililani Middle School | E | Classrooms | Unit Ventilator | UV-12 | Am Air Filt | AV006C11 | Unknown | 1500 cubic feet per minute | 2Floor Classrooms | 2Floor Classrooms | 1999-06-01
Mililani Middle School | E | Classrooms | Unit Ventilator | UV-13 | Am Air Filt | AV006C11 | Unknown | 1500 cubic feet per minute | 2Floor Classrooms | 2Floor Classrooms | 1999-06-01
Mililani Middle School | E | Classrooms | Unit Ventilator | UV-14 | Am Air Filt | AV006C11 | Unknown | 1500 cubic feet per minute | 2Floor Classrooms | 2Floor Classrooms | 1999-06-01
Mililani Middle School | E | Classrooms | Unit Ventilator | UV-15 | Am Air Filt | AV006C11 | Unknown | 1500 cubic feet per minute | 2Floor Classrooms | 2Floor Classrooms | 1999-06-01
Mililani Middle School | E | Classrooms | Unit Ventilator | UV-16 | Am Air Filt | AV006C11 | Unknown | 1500 cubic feet per minute | 2Floor Classrooms | 2Floor Classrooms | 1999-06-01
Mililani Middle School | E | Classrooms | Unit Ventilator | UV-17 | Am Air Filt | AV006C11 | Unknown | 1500 cubic feet per minute | 2Floor Classrooms | 2Floor Classrooms | 1999-06-01
Mililani Middle School | E | Classrooms | Unit Ventilator | UV-18 | Am Air Filt | AV3000 | Unknown | 750 cubic feet per minute | 1Floor Breakoutrooms | 1Floor BreakoutRooms | 1999-06-01
Mililani Middle School | E | Classrooms | Unit Ventilator | UV-19 | Am Air Filt | AV3000 | Unknown | 750 cubic feet per minute | 1Floor Breakoutrooms | 1Floor BreakoutRooms | 1999-06-01
Mililani Middle School | E | Classrooms | Unit Ventilator | UV-20 | Am Air Filt | AV3000 | Unknown | 750 cubic feet per minute | 1Floor Breakoutrooms | 1Floor BreakoutRooms | 1999-06-01
Mililani Middle School | E | Classrooms | Unit Ventilator | UV-21 | Am Air Filt | AV3000 | Unknown | 750 cubic feet per minute | 2Floor Breakoutrooms | 2Floor BreakoutRooms | 1999-06-01
Mililani Middle School | E | Classrooms | Unit Ventilator | UV-22 | Am Air Filt | AV3000 | Unknown | 750 cubic feet per minute | 2Floor Breakoutrooms | 2Floor BreakoutRooms | 1999-06-01
Mililani Middle School | E | Classrooms | Unit Ventilator | UV-23 | Am Air Filt | AV3000 | Unknown | 750 cubic feet per minute | 2Floor Breakoutrooms | 2Floor BreakoutRooms | 1999-06-01
Mililani Middle School | E | Classrooms | Unit Ventilator | UV-24 | Am Air Filt | AV3000 | Unknown | 750 cubic feet per minute | 2Floor Breakoutrooms | 2Floor BreakoutRooms | 1999-06-01
Mililani Middle School | E | Classrooms | Air Handling Unit | AHU-1 | McQuay | LSL-111CV | 38K00575-06 | 4250 cubic feet per minute | Teacher Rooms | Mechanical Room | 1999-06-01
Mililani Middle School | E | Classrooms | Air Handling Unit | AHU-2 | McQuay | LSL-114DV | 38K00578-04 | 5600 cubic feet per minute | Computer Rooms | Mechanical Room | 1999-06-01
Mililani Middle School | F | Classrooms | Unit Ventilator | UV-1 | Am Air Filt | AV6000 | Unknown | 1500 cubic feet per minute | 1Floor Classrooms | 1Floor Classrooms | 1999-06-01
Mililani Middle School | F | Classrooms | Unit Ventilator | UV-2 | Am Air Filt | AV6000 | Unknown | 1500 cubic feet per minute | 1Floor Classrooms | 1Floor Classrooms | 1999-06-01
Mililani Middle School | F | Classrooms | Unit Ventilator | UV-3 | Am Air Filt | AV6000 | Unknown | 1500 cubic feet per minute | 1Floor Classrooms | 1Floor Classrooms | 1999-06-01
Mililani Middle School | F | Classrooms | Unit Ventilator | UV-4 | Am Air Filt | AV6000 | Unknown | 1500 cubic feet per minute | 1Floor Classrooms | 1Floor Classrooms | 1999-06-01
Mililani Middle School | F | Classrooms | Unit Ventilator | UV-5 | Am Air Filt | AV6000 | Unknown | 1500 cubic feet per minute | 1Floor Classrooms | 1Floor Classrooms | 1999-06-01
Mililani Middle School | F | Classrooms | Unit Ventilator | UV-6 | Am Air Filt | AV6000 | Unknown | 1500 cubic feet per minute | 1Floor Classrooms | 1Floor Classrooms | 1999-06-01
Mililani Middle School | F | Classrooms | Unit Ventilator | UV-7 | Am Air Filt | AV6000 | Unknown | 1500 cubic feet per minute | 1Floor Classrooms | 1Floor Classrooms | 1999-06-01
Mililani Middle School | F | Classrooms | Unit Ventilator | UV-8 | Am Air Filt | AV6000 | Unknown | 1500 cubic feet per minute | 2Floor Classrooms | 2Floor Classrooms | 1999-06-01
Mililani Middle School | F | Classrooms | Unit Ventilator | UV-9 | Am Air Filt | AV6000 | Unknown | 1500 cubic feet per minute | 2Floor Classrooms | 2Floor Classrooms | 1999-06-01
Mililani Middle School | F | Classrooms | Unit Ventilator | UV-10 | Am Air Filt | AV6000 | Unknown | 1500 cubic feet per minute | 2Floor Classrooms | 2Floor Classrooms | 1999-06-01
Mililani Middle School | F | Classrooms | Unit Ventilator | UV-11 | Am Air Filt | AV6000 | Unknown | 1500 cubic feet per minute | 2Floor Classrooms | 2Floor Classrooms | 1999-06-01
Mililani Middle School | F | Classrooms | Unit Ventilator | UV-12 | Am Air Filt | AV6000 | Unknown | 1500 cubic feet per minute | 2Floor Classrooms | 2Floor Classrooms | 1999-06-01
Mililani Middle School | F | Classrooms | Unit Ventilator | UV-13 | Am Air Filt | AV6000 | Unknown | 1500 cubic feet per minute | 2Floor Classrooms | 2Floor Classrooms | 1999-06-01
Mililani Middle School | F | Classrooms | Unit Ventilator | UV-14 | Am Air Filt | AV6000 | Unknown | 1500 cubic feet per minute | 2Floor Classrooms | 2Floor Classrooms | 1999-06-01
Mililani Middle School | F | Classrooms | Unit Ventilator | UV-15 | Am Air Filt | AV6000 | Unknown | 1500 cubic feet per minute | 2Floor Classrooms | 2Floor Classrooms | 1999-06-01
Mililani Middle School | F | Classrooms | Unit Ventilator | UV-16 | Am Air Filt | AV6000 | Unknown | 1500 cubic feet per minute | 2Floor Classrooms | 2Floor Classrooms | 1999-06-01
Mililani Middle School | F | Classrooms | Unit Ventilator | UV-17 | Am Air Filt | AV6000 | Unknown | 1500 cubic feet per minute | 2Floor Classrooms | 2Floor Classrooms | 1999-06-01
Mililani Middle School | F | Classrooms | Unit Ventilator | UV-18 | Am Air Filt | AV3000 | Unknown | 750 cubic feet per minute | 1Floor Breakoutrooms | 1Floor BreakoutRooms | 1999-06-01
Mililani Middle School | F | Classrooms | Unit Ventilator | UV-19 | Am Air Filt | AV3000 | Unknown | 750 cubic feet per minute | 1Floor Breakoutrooms | 1Floor BreakoutRooms | 1999-06-01
Mililani Middle School | F | Classrooms | Unit Ventilator | UV-20 | Am Air Filt | AV3000 | Unknown | 750 cubic feet per minute | 1Floor Breakoutrooms | 1Floor BreakoutRooms | 1999-06-01
Mililani Middle School | F | Classrooms | Unit Ventilator | UV-21 | Am Air Filt | AV3000 | Unknown | 750 cubic feet per minute | 2Floor Breakoutrooms | 2Floor BreakoutRooms | 1999-06-01
Mililani Middle School | F | Classrooms | Unit Ventilator | UV-22 | Am Air Filt | AV3000 | Unknown | 750 cubic feet per minute | 2Floor Breakoutrooms | 2Floor BreakoutRooms | 1999-06-01
Mililani Middle School | F | Classrooms | Unit Ventilator | UV-23 | Am Air Filt | AV3000 | Unknown | 750 cubic feet per minute | 2Floor Breakoutrooms | 2Floor BreakoutRooms | 1999-06-01
Mililani Middle School | F | Classrooms | Unit Ventilator | UV-24 | Am Air Filt | AV3000 | Unknown | 750 cubic feet per minute | 2Floor Breakoutrooms | 2Floor BreakoutRooms | 1999-06-01
Mililani Middle School | G | Classrooms | Air Handling Unit | AHU-1 | Carrier | 39TH09 | 1298F32755 | 3700 cubic feet per minute | Teacher Room | Mechanical Room | 1998-06-01
Mililani Middle School | G | Classrooms | Air Handling Unit | AHU-2 | Carrier | 39TH11 | 1298F32752 | 5000 cubic feet per minute | Computer Room | Mechanical Room | 1998-06-01
Mililani Middle School | G | Classrooms | Unit Ventilator | UV-1 | Am Air Filt | AV6000 | Unknown | 1500 cubic feet per minute | 1Floor Classrooms | 1Floor Classrooms | 1998-06-01
Mililani Middle School | G | Classrooms | Unit Ventilator | UV-2 | Am Air Filt | AV6000 | Unknown | 1500 cubic feet per minute | 1Floor Classrooms | 1Floor Classrooms | 1998-06-01
Mililani Middle School | G | Classrooms | Unit Ventilator | UV-3 | Am Air Filt | AV6000 | Unknown | 1500 cubic feet per minute | 1Floor Classrooms | 1Floor Classrooms | 1998-06-01
Mililani Middle School | G | Classrooms | Unit Ventilator | UV-4 | Am Air Filt | AV6000 | Unknown | 1500 cubic feet per minute | 1Floor Classrooms | 1Floor Classrooms | 1998-06-01
Mililani Middle School | G | Classrooms | Unit Ventilator | UV-5 | Am Air Filt | AV6000 | Unknown | 1500 cubic feet per minute | 1Floor Classrooms | 1Floor Classrooms | 1998-06-01
Mililani Middle School | G | Classrooms | Unit Ventilator | UV-6 | Am Air Filt | AV6000 | Unknown | 1500 cubic feet per minute | 1Floor Classrooms | 1Floor Classrooms | 1998-06-01
Mililani Middle School | G | Classrooms | Unit Ventilator | UV-7 | Am Air Filt | AV6000 | Unknown | 1500 cubic feet per minute | 2Floor Classrooms | 2Floor Classrooms | 1998-06-01
Mililani Middle School | G | Classrooms | Unit Ventilator | UV-8 | Am Air Filt | AV6000 | Unknown | 1500 cubic feet per minute | 2Floor Classrooms | 2Floor Classrooms | 1998-06-01
Mililani Middle School | G | Classrooms | Unit Ventilator | UV-9 | Am Air Filt | AV6000 | Unknown | 1500 cubic feet per minute | 2Floor Classrooms | 2Floor Classrooms | 1998-06-01
Mililani Middle School | G | Classrooms | Unit Ventilator | UV-10 | Am Air Filt | AV6000 | Unknown | 1500 cubic feet per minute | 2Floor Classrooms | 2Floor Classrooms | 1998-06-01
Mililani Middle School | G | Classrooms | Unit Ventilator | UV-11 | Am Air Filt | AV6000 | Unknown | 1500 cubic feet per minute | 2Floor Classrooms | 2Floor Classrooms | 1998-06-01
Mililani Middle School | G | Classrooms | Unit Ventilator | UV-12 | Am Air Filt | AV6000 | Unknown | 1500 cubic feet per minute | 2Floor Classrooms | 2Floor Classrooms | 1998-06-01
Mililani Middle School | G | Classrooms | Unit Ventilator | UV-13 | Am Air Filt | AV6000 | Unknown | 1500 cubic feet per minute | 2Floor Classrooms | 2Floor Classrooms | 1998-06-01
Mililani Middle School | G | Classrooms | Unit Ventilator | UV-14 | Am Air Filt | AV6000 | Unknown | 1500 cubic feet per minute | 2Floor Classrooms | 2Floor Classrooms | 1998-06-01
Mililani Middle School | G | Classrooms | Unit Ventilator | UV-15 | Am Air Filt | AV3000 | Unknown | 750 cubic feet per minute | 1Floor Classrooms | 1Floor Classrooms | 1998-06-01
Mililani Middle School | G | Classrooms | Unit Ventilator | UV-16 | Am Air Filt | AV3000 | Unknown | 750 cubic feet per minute | 1Floor Classrooms | 1Floor Classrooms | 1998-06-01
Mililani Middle School | G | Classrooms | Unit Ventilator | UV-17 | Am Air Filt | AV3000 | Unknown | 750 cubic feet per minute | 2Floor Classrooms | 2Floor Classrooms | 1998-06-01
Mililani Middle School | G | Classrooms | Unit Ventilator | UV-18 | Am Air Filt | AV3000 | Unknown | 750 cubic feet per minute | 2Floor Classrooms | 2Floor Classrooms | 1998-06-01
Mililani Middle School | G | Classrooms | Unit Ventilator | UV-19 | Am Air Filt | AV3000 | Unknown | 750 cubic feet per minute | 2Floor Classrooms | 2Floor Classrooms | 1998-06-01
Mililani Middle School | H | Physical Education | Unit Ventilator | UV-1 | Am Air Filt | AV6000 | Unknown | 1500 cubic feet per minute | Classrooms 101 | Classrooms | 1999-06-01
Mililani Middle School | H | Physical Education | Unit Ventilator | UV-2 | Am Air Filt | AV6000 | Unknown | 1500 cubic feet per minute | Classrooms 102 | Classrooms | 1999-06-01
Mililani Middle School | H | Physical Education | Unit Ventilator | UV-3 | Am Air Filt | AV3000 | Unknown | 750 cubic feet per minute | Locker Office | Offices Boys | 1999-06-01
Mililani Middle School | H | Physical Education | Unit Ventilator | UV-4 | Am Air Filt | AV3000 | Unknown | 750 cubic feet per minute | Locker Office | Offices Girls | 1999-06-01
Mililani Middle School | P1 | Portable Classroom | Packaged Air Handling Unit | PACU-1 | Trane | LPCAA06E | T01C39666A | 1950 cubic feet per minute | Portable P1 | Outdoor Enclosure | 2001-08-01
Mililani Middle School | P2 | Portable Classroom | Packaged Air Handling Unit | PACU-1 | Trane | LPCAA06E | T01C29667A | 1950 cubic feet per minute | Portable P2 | Outdoor Enclosure | 2001-08-01
Mililani Middle School | P3 | Portable Classroom | Packaged Air Handling Unit | PACU-1 | Trane | LPCAA06E | T01C39668A | 1950 cubic feet per minute | Portable P3 | Outdoor Enclosure | 2001-08-01
Mililani Middle School | P4 | Portable Classroom | Packaged Air Handling Unit | PACU-1 | Trane | LPCAA06E | T01C39669A | 1950 cubic feet per minute | Portable P4 | Outdoor Enclosure | 2001-08-01
Mililani Middle School | P5 | Portable Classroom | Packaged Air Handling Unit | PACU-1 | Marvair | AVP42HPC0 | HM78683 | 3.5 ton | Portable P5 | Building Wall Mount | 2002-08-01
Mililani Middle School | P6 | Portable Classroom | Packaged Air Handling Unit | PACU-1 | Marvair | AVP42HPC0 | HM78687 | 3.5 ton | Portable P6 | Building Wall Mount | 2002-08-01
Mililani Middle School | P7 | Portable Classroom | Packaged Air Handling Unit | PACU-1 | Marvair | AVP42HPC0 | HM78684 | 3.5 ton | Portable P7 | Building Wall Mount | 2002-08-01
Mililani Middle School | P8 | Portable Classroom | Packaged Air Handling Unit | PACU-1 | Marvair | AVP42HPC0 | HM78685 | 3.5 ton | Portable P8 | Building Wall Mount | 2002-08-01
Mililani Middle School | P9 | Portable Classroom | Packaged Air Condition Unit - Wall Mount, Vertical | PACU-1 | Bard | WA484-A0Z | 236D072335389-02 | 4 ton | Portable P9 | Building Wall Mount | 2007-12-01
Mililani Middle School | P10 | Portable Classroom | Packaged Air Condition Unit - Wall Mount, Vertical | PACU-1 | Bard | WA484-A0Z | 236D072335392-02 | 4 ton | Portable P10 | Building Wall Mount | 2007-12-01
Mililani Middle School | P11 | Portable Classroom | Packaged Air Condition Unit - Wall Mount, Vertical | PACU-1 | Bard | WA484-A0Z | 236D072335388-02 | 4 ton | Portable P1 | Building Wall Mount | 2007-12-01
Nanaikapono Elementary School | A | Administration | Air Handling Unit | AHU-1 | McQuay | CAH021FDAC | FBOU021100066 | 9500 cubic feet per minute | Total Building | Mechanical Room | 2004-02-27
Nanaikapono Elementary School | A | Administration | VFD | VFD-1 | Danfoss Graham | VLT6008 | 315400Y472 | Unknown | AHU-1 | Mechanical Room | 2004-02-27
Nanaikapono Elementary School | A | Administration | VAV Terminal Units (?) | VAV-?s | Titus | Unknown | Unknown | Unknown | Various | Ceiling Space | 2004-02-27
Nanaikapono Elementary School | B | Library | Packaged Air Conditioning Unit | PACU-1 | Data Aire | DTAU-0334-CI | 2002-3016-A | 1000 cubic feet per minute | Media Control Room | Mechanical Room | 2004-02-27
Nanaikapono Elementary School | B | Library | Air Handling Unit | AHU-1 | McQuay | CAH017FDAC | FBOU021100067 | 8000 cubic feet per minute | Total Building | Mechanical Room | 2004-02-27
Nanaikapono Elementary School | B | Library | Air Cooled Condenser | ACCU-1 | Data Aire | DA1C-0334 | 2002-3017-A | 3 ton | Media Control Room | Mechanical Room | 2004-02-27
Nanaikapono Elementary School | B | Library | VFD | VFD-1 | Danfoss Graham | VLT6008 | 315500Y472 | Unknown | AHU-1 | Mechanical Room | 2004-02-27
Nanaikapono Elementary School | B | Library | VAV Terminal Units (?) | VAV-?s | Titus | Unknown | Unknown | Unknown | Various | Ceiling Space | 2004-02-27
Nanaikapono Elementary School | D | Classrooms | Air Handling Unit | AHU-1 | McQuay | CAH025FDAC | FBOU021100068 | 11200 cubic feet per minute | Total Building | Mechanical Room | 2004-02-27
Nanaikapono Elementary School | D | Classrooms | VFD | VFD-1 | Danfoss Graham | VLT6008 | 315600Y472 | Unknown | AHU-1 | Mechanical Room | 2004-02-27
Nanaikapono Elementary School | D | Classrooms | VAV Terminal Units (?) | VAV-?s | Titus | Unknown | Unknown | Unknown | Various | Ceiling Space | 2004-02-27
Nanaikapono Elementary School | E1 | Classrooms | Air Handling Unit | AHU-1 | McQuay | CAH014FDAC | FBOU021100065 | 6400 cubic feet per minute | Total Building | Mechanical Room | 2004-02-27
Nanaikapono Elementary School | E1 | Classrooms | VFD | VFD-1 | Danfoss Graham | VLT6006 | 315000Y472 | Unknown | AHU-1 | Mechanical Room | 2004-02-27
Nanaikapono Elementary School | E1 | Classrooms | VAV Terminal Units (?) | VAV-?s | Titus | Unknown | Unknown | Unknown | Various | Ceiling Space | 2004-02-27
Nanaikapono Elementary School | E2 | Classrooms | Air Handling Unit | AHU-1 | McQuay | CAH014FDAC | FBOU021100071 | 6000 cubic feet per minute | Total Building | Mechanical Room | 2004-02-27
Nanaikapono Elementary School | E2 | Classrooms | VFD | VFD-1 | Danfoss Graham | VLT6006 | 315100Y472 | Unknown | AHU-1 | Mechanical Room | 2004-02-27
Nanaikapono Elementary School | E2 | Classrooms | VAV Terminal Units (?) | VAV-?s | Titus | Unknown | Unknown | Unknown | Various | Ceiling Space | 2004-02-27
Nanaikapono Elementary School | E3 | Classrooms | Air Handling Unit | AHU-1 | McQuay | CAH014FDAC | FBOU021100070 | 6400 cubic feet per minute | Total Building | Mechanical Room | 2004-02-27
Nanaikapono Elementary School | E3 | Classrooms | VFD | VFD-1 | Danfoss Graham | VLT6006 | 315200Y472 | Unknown | AHU-1 | Mechanical Room | 2004-02-27
Nanaikapono Elementary School | E3 | Classrooms | VAV Terminal Units (?) | VAV-?s | Titus | Unknown | Unknown | Unknown | Various | Ceiling Space | 2004-02-27
Nanaikapono Elementary School | F | Classrooms | Air Handling Unit | AHU-1 | McQuay | CAH012FDAC | FBOU021100071 | 5000 cubic feet per minute | Total Building | Mechanical Room | 2004-02-27
Nanaikapono Elementary School | F | Classrooms | VFD | VFD-1 | Danfoss Graham | VLT6006 | 316000Y472 | Unknown | AHU-1 | Mechanical Room | 2004-02-27
Nanaikapono Elementary School | F | Classrooms | VAV Terminal Units (?) | VAV-?s | Titus | Unknown | Unknown | Unknown | Various | Ceiling Space | 2004-02-27
Nanaikapono Elementary School | G | Classrooms | Air Handling Unit | AHU-1 | McQuay | CAH021FDAC | FBOU021100073 | 9000 cubic feet per minute | Total Building | Mechanical Room | 2004-02-27
Nanaikapono Elementary School | G | Classrooms | VFD | VFD-1 | Danfoss Graham | VLT6008 | 315700Y472 | Unknown | AHU-1 | Mechanical Room | 2004-02-27
Nanaikapono Elementary School | G | Classrooms | VAV Terminal Units (?) | VAV-?s | Titus | Unknown | Unknown | Unknown | Various | Ceiling Space | 2004-02-27
Nanaikapono Elementary School | H | Classrooms | Air Handling Unit | AHU-1 | McQuay | CAH008FDAC | FBOU021100074 | 3400 cubic feet per minute | Total Building | Mechanical Room | 2004-02-27
Nanaikapono Elementary School | H | Classrooms | VFD | VFD-1 | Danfoss Graham | VLT6004 | 314900Y472 | Unknown | AHU-1 | Mechanical Room | 2004-02-27
Nanaikapono Elementary School | H | Classrooms | VAV Terminal Units (?) | VAV-?s | Titus | Unknown | Unknown | ? cubic feet per minutes | Various | Ceiling Space | 2004-02-27
Nanaikapono Elementary School | J | Classrooms | Air Handling Unit | AHU-1 | McQuay | CAH030FDAC | FBOU021100075 | 11500 cubic feet per minute | Total Building | Mechanical Room | 2004-02-27
Nanaikapono Elementary School | J | Classrooms | VFD | VFD-1 | Danfoss Graham | VLT6008 | 315800Y472 | Unknown | AHU-1 | Mechanical Room | 2004-02-27
Nanaikapono Elementary School | J | Classrooms | VAV Terminal Units (?) | VAV-?s | Titus | Unknown | Unknown | ? cubic feet per minutes | Various | Ceiling Space | 2004-02-27
Nanaikapono Elementary School | K | Classrooms | Air Handling Unit | AHU-1 | McQuay | CAH050FDAC | FBOU021100076 | 17400 cubic feet per minute | Total Building | Mechanical Room | 2004-02-27
Nanaikapono Elementary School | K | Classrooms | VFD | VFD-1 | Danfoss Graham | VLT6O11 | 3l4300Y472 | Unknown | AHU-1 | Mechanical Room | 2004-02-27
Nanaikapono Elementary School | K | Classrooms | VAV Terminal Units (?) | VAV-?s | Titus | Unknown | Unknown | ? cubic feet per minutes | Various | Ceiling Space | 2004-02-27
Nanaikapono Elementary School | L | Classrooms | Air Handling Unit | AHU-1 | McQuay | CAH035FDAC | FBOU021100077 | 14000 cubic feet per minute | Total Building | Mechanical Room | 2004-02-27
Nanaikapono Elementary School | L | Classrooms | VFD | VFD-1 | Danfoss Graham | VLT6O11 | 3l4400Y472 | ??? | AHU-1 | Mechanical Room | 2004-02-27
Nanaikapono Elementary School | L | Classrooms | VAV Terminal Units (?) | VAV-?s | Titus | Unknown | Unknown | ? cubic feet per minutes | Total Building | Mechanical Room | 2004-02-27
Nanaikapono Elementary School | I | Museum | Air Handling Unit | AHU-1 | McQuay | CAH006FDAC | FBOU021100078 | 2000 cubic feet per minute | Total Building | Mechanical Room | 2004-02-27
Nanaikapono Elementary School | I | Museum | VAV Terminal Units (?) | VAV-?s | Titus | Unknown | Unknown | ? cubic feet per minutes | Various | Ceiling Space | 2004-02-27
Nanaikapono Elementary School | M | Mechanical Room Central Plant | 6 inches Air Separator with Strainer | Unknown | Taco | AC6F | Unknown | 6 in | Entire School | Chiller Room | 2004-02-27
Nanaikapono Elementary School | M | Mechanical Room Central Plant | Appliance Refrigerant Monitor | ??? | Mine Safety | A-RT-D4110F20D00 | LO2107135710 | ??? | Entire School | Chiller Room | 2004-02-27
Nanaikapono Elementary School | M | Mechanical Room Central Plant | Exp Tank-57 gallon (Bladder Type) | Unknown | Taco | CA215-3 | Unknown | 57 gal | Entire School | Chiller Room | 2004-02-27
Nanaikapono Elementary School | M | Mechanical Room Central Plant | Cooling Tower Pump | CWP-1 | Aurora | 344A BF 3x4x9A | 525787 | 350 gallons per minute | Entire School | Chiller Room | 2004-02-27
Nanaikapono Elementary School | M | Mechanical Room Central Plant | Cooling Tower Pump | CWP-2 | Aurora | 344A BF 3x4x9A | 525787 | 350 gallons per minute | Entire School | Chiller Room | 2004-02-27
Nanaikapono Elementary School | M | Mechanical Room Central Plant | Forced Draft Cooling Tower | CT-1 | Evapco | LRT 5-93 | W037082 | 120 ton | Entire School | Chiller Room | 2004-02-27
Nanaikapono Elementary School | M | Mechanical Room Central Plant | Forced Draft Cooling Tower | CT-2 | Evapco | LRT 5-93 | W037081 | 120 ton | Entire School | Chiller Room | 2004-02-27
Nanaikapono Elementary School | M | Mechanical Room Central Plant | Primary CHW Loop Pump | CHWP-1 | Aurora | 344A BF 3x4x9A | 525792 | 290 gallons per minute | Entire School | Chiller Room | 2004-02-27
Nanaikapono Elementary School | M | Mechanical Room Central Plant | Primary CHW Loop Pump | CHWP-2 | Aurora | 344A BF 3x4x9A | 1525790 | 290 gallons per minute | Entire School | Chiller Room | 2004-02-27
Nanaikapono Elementary School | M | Mechanical Room Central Plant | Secondary CHW Loop Pump | CHWP-3 | Aurora | 344A BF 2.5x3x12 | 525789 | 290 gallons per minute | Entire School | Chiller Room | 2004-02-27
Nanaikapono Elementary School | M | Mechanical Room Central Plant | Secondary CHW Loop Pump | CHWP-4 | Aurora | 344A BF 2.5x3x12 | 525789 | 290 gallons per minute | Entire School | Chiller Room | 2004-02-27
Nanaikapono Elementary School | M | Mechanical Room Central Plant | Screw Chiller R-134a | CH-1 | McQuay | ESC050J | STNU021100129 | 120 ton | Entire School | Chiller Room | 2004-02-27
Nanaikapono Elementary School | M | Mechanical Room Central Plant | Screw Chiller R-134a | CH-2 | McQuay | ESC050J | STNU021100153 | 120 ton | Entire School | Chiller Room | 2004-02-27
Nanaikapono Elementary School | M | Mechanical Room Central Plant | Variable Frequency Drive Unit | VFD-1 | Danfoss Graham | VLT6032 | 314500Y472 | Unknown | CHWP-3 | Chiller Room | 2004-02-27
Nanaikapono Elementary School | M | Mechanical Room Central Plant | Variable Frequency Drive Unit | VFD-2 | Danfoss Graham | VLT6032 | 314600Y472 | Unknown | CHWP-4 | Chiller Room | 2004-02-27
Nanaikapono Elementary School | M | Mechanical Room Central Plant | Variable Frequency Drive Unit | VFD-3 | Danfoss Graham | VLT6O16 | 314700Y472 | Unknown | CT-1 | Chiller Room | 2004-02-27
Nanaikapono Elementary School | M | Mechanical Room Central Plant | Variable Frequency Drive Unit | VFD-4 | Danfoss Graham | VLT6O16 | 314800Y472 | Unknown | CT-2 | Chiller Room | 2004-02-27
Roosevelt High School | A | Library | Air-Cooled Condensing Unit | ACCU-1 | Mitsubishi | PU36G6 | 05000632B | 3 ton | Library | Outdoor Ledge | 2014-02-01
Roosevelt High School | A | Library | Air-Cooled Condensing Unit | ACCU-2 | Mitsubishi | PU36G6 | 05000417A | 3 ton | Library | Outdoor Ledge | 2014-02-01
Roosevelt High School | A | Library | Air-Cooled Condensing Unit | ACCU-3 | Mitsubishi | PU36G6 | 05000816B | 3 ton | Library | Outdoor Ledge | 2014-02-01
Roosevelt High School | A | Library | Air-Cooled Condensing Unit | ACCU-4 | Mitsubishi | PU36G6 | 05000829B | 3 ton | Library | Outdoor Ledge | 2014-02-01
Roosevelt High School | A | Library | Air-Cooled Condensing Unit | ACCU-5 | Mitsubishi | PU36G6 | 05000834B | 3 ton | Library | Outdoor Ledge | 2014-02-01
Roosevelt High School | A | Library | Air-Cooled Condensing Unit | ACCU-6 | Mitsubishi | PU36G6 | 05000629B | 3 ton | Library | Outdoor Ledge | 2014-02-01
Roosevelt High School | A | Library | Air-Cooled Condensing Unit | ACCU-7 | Mitsubishi | PU36G6 | 05000831B | 3 ton | Library | Outdoor Ledge | 2014-02-01
Roosevelt High School | A | Library | Air-Cooled Condensing Unit | ACCU-8 | Mitsubishi | PU36G6 | 05000804B | 3 ton | Library | Outdoor Ledge | 2014-02-01
Roosevelt High School | A | Library | Air-Cooled Condensing Unit | FCU-1 | Mitsubishi | PC36BK | 01000187A | ? cubic feet per minute | Library | Library | 2014-02-01
Roosevelt High School | A | Library | Air-Cooled Condensing Unit | FCU-2 | Mitsubishi | PC36BK | 01000279A | ? cubic feet per minute | Library | Library | 2014-02-01
Roosevelt High School | A | Library | Air-Cooled Condensing Unit | FCU-3 | Mitsubishi | PC36BK | 01000679B | ? cubic feet per minute | Library | Library | 2014-02-01
Roosevelt High School | A | Library | Air-Cooled Condensing Unit | FCU-4 | Mitsubishi | PC36BK | 01000260A | ? cubic feet per minute | Library | Library | 2014-02-01
Roosevelt High School | A | Library | Air-Cooled Condensing Unit | FCU-5 | Mitsubishi | PC36BK | 01000692A | ? cubic feet per minute | Library | Library | 2014-02-01
Roosevelt High School | A | Library | Air-Cooled Condensing Unit | FCU-6 | Mitsubishi | PC36BK | 01000680B | ? cubic feet per minute | Library | Library | 2014-02-01
Roosevelt High School | A | Library | Air-Cooled Condensing Unit | FCU-7 | Mitsubishi | PC36BK | 01000265A | ? cubic feet per minute | Library | Library | 2014-02-01
Roosevelt High School | A | Library | Air-Cooled Condensing Unit | FCU-8 | Mitsubishi | PC36BK | 01000166A | ? cubic feet per minute | Library | Library | 2014-02-01
Roosevelt High School | A | Auditorium | Screw Chiller | CH-1 | Carrier | 30HXC106RY-661AA | 2706Q06548 | 105 ton | Auditorium | Mechanical Room A039 | 2007-09-01
Roosevelt High School | A | Auditorium | Cooling Tower | CT-1 | BAC | VT0-107-MMX | 0053327901MAD | 105 ton | Auditorium | Outside Cool Tower Enclosure | 2007-09-01
Roosevelt High School | A | Auditorium | Chilled Water Pump | CHWP-1 | Unknown | Unknown | Unknown | 250 gallons per minute | CH-1/AHUs | Mechanical Room A039 | 2007-09-01
Roosevelt High School | A | Auditorium | Condenser Water Pump | CWP-1 | Unknown | Unknown | Unknown | 300 gallons per minute | CH-1/CT-1 | Outside Cool Tower Enclosure | 2007-09-01
Roosevelt High School | A | Auditorium | Air Handling Unit | AHU-1 | Carrier | 39MN30B005DXC12XCS | 3406U20957 | 15000 cubic feet per minute | Up and Lo Seating | Mechanical Room A040 | 2007-09-01
Roosevelt High School | A | Auditorium | Air Handling Unit | AHU-2 | Carrier | 39MN12B005DXD11XCS | 3406U20883 | 5000 cubic feet per minute | Stage | Mechanical Room | 2007-09-01
Roosevelt High School | A | Auditorium | Air Handling Unit | AHU-3 | Carrier | 39MN088005EXWI7XCS | Unknown | 3000 cubic feet per minute | Scene Shop | Scene Shop Ceiling | 2007-09-01
Roosevelt High School | A | Auditorium | Fan Coil Unit | FCU-1 | Unknown | Unknown | Unknown | 1500 cubic feet per minute | Practice and Storage | Room Ceilings | 2007-09-01
Roosevelt High School | A | Auditorium | Fan Coil Unit | FCU-2 | Unknown | Unknown | Unknown | 600 cubic feet per minute | Office and GuestDress A022 | Room Ceilings | 2007-09-01
Roosevelt High School | A | Auditorium | Fan Coil Unit | FCU-3 | Unknown | Unknown | Unknown | 600 cubic feet per minute | Boys Dressing A031 | Room Ceilings | 2007-09-01
Roosevelt High School | A | Auditorium | Fan Coil Unit | FCU-4 | Unknown | Unknown | Unknown | 700 cubic feet per minute | Girls Dressing A033 | Room Ceilings | 2007-09-01
Roosevelt High School | A | Auditorium | Fan Coil Unit | FCU-5 | Unknown | Unknown | Unknown | 600 cubic feet per minute | GreenRoom, Corridor | Room Ceilings | 2007-09-01
Roosevelt High School | A | Auditorium | Fan Coil Unit | FCU-6 | Unknown | Unknown | Unknown | 600 cubic feet per minute | Main Floor Corridor | Room Ceilings | 2007-09-01
Roosevelt High School | A | Auditorium | Fan Coil Unit | FCU-7 | Unknown | Unknown | Unknown | 4000 cubic feet per minute | Lobby and Tickets | Room Ceilings | 2007-09-01
Roosevelt High School | A | Auditorium | Fan Coil Unit | FCU-8 | Unknown | Unknown | Unknown | 800 cubic feet per minute | Side Stage A012 | Room Ceilings | 2007-09-01
Roosevelt High School | A | Auditorium | Dehumidifier | DH-1 | Unknown | Unknown | Unknown | ? Pints | Stage | Stage Ceiling | 2007-09-01
Roosevelt High School | A | Auditorium | Dehumidifier | DH-2 | Unknown | Unknown | Unknown | ? Pints | Stage | Stage Ceiling | 2007-09-01
Roosevelt High School | A | Classrooms | Fan Coil Unit | FCU-9 | Unknown | Unknown | Unknown | 1270 cubic feet per minute | Teacher Lounge | Teacher Lounge | 2007-09-01
Roosevelt High School | A | Cafeteria | Fan Coil Unit | FCU-10 | Unknown | Unknown | Unknown | 990 cubic feet per minute | Dimmer Room | Dimmer Room | 2007-09-01
Roosevelt High School | A | Cafeteria | Fan Coil Unit | FCU-11 | Unknown | Unknown | Unknown | 1270 cubic feet per minute | Dimmer Room | Dimmer Room | 2007-09-01
Roosevelt High School | A | Cafeteria | Fan Coil Unit | FCU-12 | Unknown | Unknown | Unknown | 1270 cubic feet per minute | Dimmer Room | Dimmer Room | 2007-09-01
Roosevelt High School | A | Classrooms | Air-Cooled Condensing Unit | ACCU-1 | Unknown | Unknown | Unknown | 3.5 ton | Teacher Lounge | Outdoor Wall | 2007-09-01
Roosevelt High School | A | Cafeteria | Air-Cooled Condensing Unit | ACCU-2 | Unknown | Unknown | Unknown | 3 ton | Dimmer Room | Outdoor Wall | 2007-09-01
Roosevelt High School | A | Cafeteria | Air-Cooled Condensing Unit | ACCU-3 | Unknown | Unknown | Unknown | 3.5 ton | Dimmer Room | Outdoor Wall | 2007-09-01
Roosevelt High School | A | Cafeteria | Air-Cooled Condensing Unit | ACCU-4 | Unknown | Unknown | Unknown | 3.5 ton | Dimmer Room | Outdoor Wall | 2007-09-01
Roosevelt High School | D | Music | Air Handling Unit | AHU-1 | Unknown | Unknown | Unknown | 3083 cubic feet per minute | Music and Choral | Roof | 2017-02-01
Roosevelt High School | D | Music | Air Handling Unit | AHU-2 | Unknown | Unknown | Unknown | 3083 cubic feet per minute | Music and Choral | Roof | 2017-02-01
Roosevelt High School | D | Music | Air-Cooled Condensing Unit | ACCU-1 | Unknown | Unknown | Unknown | 7.5 ton | Music and Choral | Outdoor Enclosure | 2017-02-01
Roosevelt High School | D | Music | Air-Cooled Condensing Unit | ACCU-2 | Unknown | Unknown | Unknown | 7.5 ton | Music and Choral | Outdoor Enclosure | 2017-02-01
Roosevelt High School | J | Physical Education Locker Room and ROTC | Fan Coil Unit - Ductless | FCU-1 | Carrier | 40QAB048 | Unknown | ? cubic feet per minute | Trainers Room | Trainers Room | 2005-09-01
Roosevelt High School | J | Physical Education Locker Room and ROTC | Fan Coil Unit - Ductless | FCU-2 | Carrier | 40QAB048 | Unknown | 4 ton | Trainers Room | Trainers Room | 2005-09-01
Roosevelt High School | J | Physical Education Locker Room and ROTC | Air-Cooled Condensing Unit | ACCU-1 | Carrier | 38HDC048 | Unknown | ? cubic feet per minute | Trainers Room | Outdoor Enclosure | 2005-09-01
Roosevelt High School | J | Physical Education Locker Room and ROTC | Air-Cooled Condensing Unit | ACCU-2 | Carrier | 38HDC048 | Unknown | 4 ton | Trainers Room | Outdoor Enclosure | 2005-09-01
Roosevelt High School | N | Language Lab | Air-Cooled Condensing Unit | ACCU -1 | Mitsubishi | PUY-A42NHA4-BS | Unknown | 4 ton | Unknown | Unknown | 2016-08-26
Roosevelt High School | N | Language Lab | Air-Cooled Condensing Unit | ACCU -2 | Mitsubishi | PUY-A42NHA4-BS | Unknown | 4 ton | Unknown | Unknown | 2016-08-26
Roosevelt High School | N | Language Lab | Air-Cooled Condensing Unit | ACCU -3 | Mitsubishi | PUY-A42NHA4-BS | Unknown | 4 ton | Unknown | Unknown | 2016-08-26
Roosevelt High School | N | Language Lab | Air-Cooled Condensing Unit | ACCU -4 | Mitsubishi | PUY-A42NHA4-BS | Unknown | 4 ton | Unknown | Unknown | 2016-08-26
Roosevelt High School | N | Language Lab | Air-Cooled Condensing Unit | ACCU -5 | Mitsubishi | PUY-A42NHA4-BS | Unknown | 4 ton | Unknown | Unknown | 2016-08-26
Roosevelt High School | N | Language Lab | Air-Cooled Condensing Unit | ACCU -6 | Mitsubishi | PUY-A42NHA4-BS | Unknown | 4 ton | Unknown | Unknown | 2016-08-26
Roosevelt High School | N | Language Lab | Air-Cooled Condensing Unit | ACCU -7 | Mitsubishi | PUY-A42NHA4-BS | Unknown | 4 ton | Unknown | Unknown | 2016-08-26
Roosevelt High School | N | Language Lab | Fan Coil Unit - Ductless | FCU-1 | Mitsubishi | PCA-A42KA6 | Unknown | 4 ton | Unknown | Unknown | 2016-08-26
Roosevelt High School | N | Language Lab | Fan Coil Unit - Ductless | FCU-2 | Mitsubishi | PCA-A42KA6 | Unknown | 4 ton | Unknown | Unknown | 2016-08-26
Roosevelt High School | N | Language Lab | Fan Coil Unit - Ductless | FCU-3 | Mitsubishi | PCA-A42KA6 | Unknown | 4 ton | Unknown | Unknown | 2016-08-26
Roosevelt High School | N | Language Lab | Fan Coil Unit - Ductless | FCU-4 | Mitsubishi | PCA-A42KA6 | Unknown | 4 ton | Unknown | Unknown | 2016-08-26
Roosevelt High School | N | Language Lab | Fan Coil Unit - Ductless | FCU-5 | Mitsubishi | PCA-A42KA6 | Unknown | 4 ton | Unknown | Unknown | 2016-08-26
Roosevelt High School | N | Language Lab | Fan Coil Unit - Ductless | FCU-6 | Mitsubishi | PCA-A42KA6 | Unknown | 4 ton | Unknown | Unknown | 2016-08-26
Roosevelt High School | N | Language Lab | Fan Coil Unit - Ductless | FCU-7 | Mitsubishi | PCA-A42KA6 | Unknown | 4 ton | Unknown | Unknown | 2016-08-26
Solomon Elementary School | A | Administration | Air Handling Unit | AHU-A1 | Carrier or Trane | Unknown | Unknown | 143K British Thermal Unit | Building A First Floor | Roof | 2020-09-27
Solomon Elementary School | A | Administration | Air Handling Unit | AHU-A2 | Carrier or Trane | Unknown | Unknown | 267K British Thermal Unit | Building A 2nd Floor | Roof | 2020-09-27
Solomon Elementary School | A | Administration | Precooling Coil | PCC-A1 | Carrier or Trane | Unknown | Unknown | 61K British Thermal Unit | AHU-A1 | Roof | 2020-09-27
Solomon Elementary School | A | Administration | Precooling Coil | PCC-A2 | Carrier or Trane | Unknown | Unknown | 83K British Thermal Unit | AHU-A2 | Roof | 2020-09-27
Solomon Elementary School | A | Administration | Air Cooled Condensing Unit, VRF | ACCU-A1 | Unknown | Unknown | Unknown | 48K British Thermal Unit | FC-A1A, A1B, A1C, A1D | Unknown | 2020-09-27
Solomon Elementary School | A | Administration | Fan Coil Unit - Cassette Ductless | FCU-A1A | Unknown | Unknown | Unknown | 12K British Thermal Unit | Comm Room | Unknown | 2020-09-27
Solomon Elementary School | A | Administration | Fan Coil Unit - Cassette Ductless | FCU-A1B | Unknown | Unknown | Unknown | Unknown | Multimedia Room | Unknown | 2020-09-27
Solomon Elementary School | A | Administration | Fan Coil Unit - Cassette Ductless | FCU-A1C | Unknown | Unknown | Unknown | 18K British Thermal Unit | Multimedia Room | Unknown | 2020-09-27
Solomon Elementary School | B | Classroom | Air Handling Unit | AHU-B1 | Carrier or Trane | Unknown | Unknown | 143K British Thermal Unit | Unknown | Roof | 2020-09-27
Solomon Elementary School | B | Classroom | Air Handling Unit | AHU-B2 | Carrier or Trane | Unknown | Unknown | 710K British Thermal Unit | Unknown | Roof | 2020-09-27
Solomon Elementary School | B | Classroom | Air Handling Unit | AHU-B3 | Carrier or Trane | Unknown | Unknown | 568K British Thermal Unit | Unknown | Roof | 2020-09-27
Solomon Elementary School | B | Classroom | Air Handling Unit | AHU-B4 | Carrier or Trane | Unknown | Unknown | 508K British Thermal Unit | Unknown | Roof | 2020-09-27
Solomon Elementary School | B | Classroom | Air Handling Unit | AHU-B5 | Carrier or Trane | Unknown | Unknown | 712K British Thermal Unit | Unknown | Roof | 2020-09-27
Solomon Elementary School | B | Classroom | Precooling Coil | PCC-B1 | Carrier or Trane | Unknown | Unknown | 73K British Thermal Unit | Unknown | Roof | 2020-09-27
Solomon Elementary School | B | Classroom | Precooling Coil | PCC-B2 | Carrier or Trane | Unknown | Unknown | 303k British Thermal Unit | Unknown | Roof | 2020-09-27
Solomon Elementary School | B | Classroom | Precooling Coil | PCC-B3 | Carrier or Trane | Unknown | Unknown | 228k British Thermal Unit | Unknown | Roof | 2020-09-27
Solomon Elementary School | B | Classroom | Precooling Coil | PCC-B4 | Carrier or Trane | Unknown | Unknown | 222K British Thermal Unit | Unknown | Roof | 2020-09-27
Solomon Elementary School | B | Classroom | Precooling Coil | PCC-B5 | Carrier or Trane | Unknown | Unknown | 334K British Thermal Unit | Unknown | Roof | 2020-09-27
Solomon Elementary School | B | Classroom | Air Cooled Condensing Unit, VRF | ACCU-B1 | Unknown | Unknown | Unknown | 36K British Thermal Unit | FC-B1A, FC-B1B | Unknown | 2020-09-27
Solomon Elementary School | B | Classroom | Fan Coil Unit - Cassette Ductless | FCU-B1A | Unknown | Unknown | Unknown | 18K British Thermal Unit | B-106 | Unknown | 2020-09-27
Solomon Elementary School | B | Classroom | Fan Coil Unit - Cassette Ductless | FCU-B1B | Unknown | Unknown | Unknown | 18K British Thermal Unit | B-200 | Unknown | 2020-09-27
Solomon Elementary School | B | Classroom | Air Cooled Condensing Unit, VRF | ACCU-B2 | Unknown | Unknown | Unknown | 36K British Thermal Unit | FC-B2A, FC-B2B | Unknown | 2020-09-27
Solomon Elementary School | B | Classroom | Fan Coil Unit - Cassette Ductless | FCU-B2A | Unknown | Unknown | Unknown | 18K British Thermal Unit | B-130 | Unknown | 2020-09-27
Solomon Elementary School | B | Classroom | Fan Coil Unit - Cassette Ductless | FCU-B2B | Unknown | Unknown | Unknown | 18K British Thermal Unit | B-222 | Unknown | 2020-09-27
Solomon Elementary School | B | Classroom | Air Cooled Condensing Unit, VRF | ACCU-B3 | Unknown | Unknown | Unknown | 36K British Thermal Unit | FC-B3A, FC-B3B | Unknown | 2020-09-27
Solomon Elementary School | B | Classroom | Fan Coil Unit - Cassette Ductless | FCU-B3A | Unknown | Unknown | Unknown | 18K British Thermal Unit | B-155 | Unknown | 2020-09-27
Solomon Elementary School | B | Classroom | Fan Coil Unit - Cassette Ductless | FCU-B3B | Unknown | Unknown | Unknown | 18K British Thermal Unit | B-244 | Unknown | 2020-09-27
Solomon Elementary School | C | Mechanical Rm | Air Cooled Chiller | CH-1 | Carrier, Trane, York | Unknown | Unknown | 195 Tons | Entire Campus | Mechanical Room | 2020-09-27
Solomon Elementary School | C | Mechanical Rm | Air Cooled Chiller | CH-2 | Carrier, Trane, York | Unknown | Unknown | 195 Tons | Entire Campus | Mechanical Room | 2020-09-27
Solomon Elementary School | C | Mechanical Rm | Chilled Water Pump | CHWP-1 | Aurora | Unknown | Unknown | Unknown | CH-1 | Mechanical Room | 2020-09-27
Solomon Elementary School | C | Mechanical Rm | Chilled Water Pump | CHWP-2 | Aurora | Unknown | Unknown | Unknown | CH-2 | Mechanical Room | 2020-09-27
Solomon Elementary School | C | Mechanical Rm | Expansion Tank | ET-1 | Taco | Unknown | Unknown | Unknown | Chilled Water Loop | Mechanical Room | 2020-09-27
Solomon Elementary School | C | Mechanical Rm | Air Separator | AS-1 | Taco | Unknown | Unknown | Unknown | Chilled Water Loop | Mechanical Room | 2020-09-27
Solomon Elementary School | C | Kitchen | Air Handling Unit | AHU-1 | Carrier or Trane | Unknown | Unknown | 55K British Thermal Unit | Building C-Kitchen | Unknown | 2020-09-27
Solomon Elementary School | C | Kitchen | Fan Coil Unit | FCU-C1 | Carrier or Trane | Unknown | Unknown | 59K British Thermal Unit | Staff Dining | Unknown | 2020-09-27
Solomon Elementary School | C | Stage | Air Cooled Condensing Unit | ACCU-C1 | Unknown | Unknown | Unknown | 12K British Thermal Unit | FC-C1 | Unknown | 2020-09-27
Solomon Elementary School | C | Stage | Air Cooled Condensing Unit | ACCU-C2 | Unknown | Unknown | Unknown | 12K British Thermal Unit | FC-C2 | Unknown | 2020-09-27
Solomon Elementary School | C | Stage | Air Cooled Condensing Unit | ACCU-C3 | Unknown | Unknown | Unknown | 12K British Thermal Unit | FC-C3 | Unknown | 2020-09-27
Solomon Elementary School | C | Stage | Air Cooled Condensing Unit | ACCU-C4 | Unknown | Unknown | Unknown | 12K British Thermal Unit | FC-C4 | Unknown | 2020-09-27
Solomon Elementary School | C | Stage | Air Cooled Condensing Unit | ACCU-C5 | Unknown | Unknown | Unknown | 12K British Thermal Unit | FC-C5 | Unknown | 2020-09-27
Solomon Elementary School | C | Stage | Air Cooled Condensing Unit | ACCU-C6 | Unknown | Unknown | Unknown | 12K British Thermal Unit | FC-C6 | Unknown | 2020-09-27
Solomon Elementary School | C | Stage | Fan Coil Unit - High Wall Ductless | FCU-C1 | Unknown | Unknown | Unknown | 12K British Thermal Unit | Communication Room | Unknown | 2020-09-27
Solomon Elementary School | C | Stage | Fan Coil Unit - High Wall Ductless | FCU-C2 | Unknown | Unknown | Unknown | 12K British Thermal Unit | Audio Room | Unknown | 2020-09-27
Solomon Elementary School | C | Stage | Fan Coil Unit - Cassette Ductless | FCU-C3 | Unknown | Unknown | Unknown | 12K British Thermal Unit | Dry Storage | Unknown | 2020-09-27
Solomon Elementary School | C | Stage | Fan Coil Unit - Cassette Ductless | FCU-C4 | Unknown | Unknown | Unknown | 12K British Thermal Unit | Girls Dressing Room | Unknown | 2020-09-27
Solomon Elementary School | C | Stage | Fan Coil Unit - Cassette Ductless | FCU-C5 | Unknown | Unknown | Unknown | 12K British Thermal Unit | Boys Dressing Room | Unknown | 2020-09-27
Solomon Elementary School | C | Stage | Fan Coil Unit - Cassette Ductless | FCU-C6 | Unknown | Unknown | Unknown | 12K British Thermal Unit | A+ Office | Unknown | 2020-09-27
Waikele Elementary School | A | Administration | Air Handling Unit | AHU-1 | Trane | MCCA008 | K97F71884 | 3600 cubic feet per minute | Administration | Mechanical Room | 1998-05-01
Waikele Elementary School | A | Administration | Fan Coil Unit | FCU-1 | Carrier | 53QNB012-3 | 3996Y30593 | 300 cubic feet per minute | Media and Signal | Media and Signal | 1998-05-01
Waikele Elementary School | A | Administration | Air-Cooled Condensing Unit | ACCU-1 | Carrier | 38AN012-3 | 2296Y00113 | 1 ton | Media and Signal | Outdoor Slab | 1998-05-01
Waikele Elementary School | B | Library | Air Handling Unit | AHU-1 | Trane | MCCA017 | K98J92540 | 6400 cubic feet per minute | Library | Mechanical Room | 1999-05-01
Waikele Elementary School | B | Library | Fan Coil Unit - Ductless | FCU-1 | Mitsubishi | MS12EN | 55000959D | ? cubic feet per minute | Media Control | Media Control | 2016-02-21
Waikele Elementary School | B | Library | Air-Cooled Condensing Unit | ACCU-1 | Mitsubishi | MU12EN | Unknown | ? ton | Media Control | Outdoor Slab | 2016-02-21
Waikele Elementary School | B | Library | Variable Frequency Drive Unit | VFD-1 | Magnetek | GPD 505 | Unknown | Unknown | AHU - 1 | Mechanical Room | 1999-05-01
Waikele Elementary School | B | Library | VAV Terminal Units (?) | VAV-?s | Trane | VAV unit II | Unknown | ? cubic feet per minutes | Various Spaces | Ceiling Spaces | 1999-05-01
Waikele Elementary School | C | Cafeteria | Air Curtain | AC-1 | Mars | 72C | 9705PF72C-L | ? cubic feet per minute | Kitchen | Kitchen Door | 1998-05-01
Waikele Elementary School | C | Cafeteria | Air Handling Unit | AHU-1 | Trane | MCCA003 | K97F71896 | 1600 cubic feet per minute | Cafetorium | Mechanical Room | 1998-05-01
Waikele Elementary School | C | Cafeteria | Chilled Water Pump (Secondary) | CHWP-1 | Armstrong | 4032 3X2X10 | 78152 | 258 gallons per minute | Total Entire School | Mechanical Room | 1998-05-01
Waikele Elementary School | C | Cafeteria | Chilled Water Pump (Secondary) | CHWP-2 | Armstrong | 4031 3X2X10 | 78154 | 258 gallons per minute | Total Entire School | Mechanical Room | 1998-05-01
Waikele Elementary School | C | Cafeteria | Chilled Water Pump (Secondary) | CHWP-3 | Armstrong | 4030 3X2X10 | 78153 | 258 gallons per minute | Total Entire School | Mechanical Room | 1998-05-01
Waikele Elementary School | C | Cafeteria | Chilled Water Pump (Primary) | CHWP-5 | Armstrong | 4030 5X4X8 | 77984 | 343 gallons per minute | Total Entire School | Mechanical Room | 1998-05-01
Waikele Elementary School | C | Cafeteria | Chilled Water Pump (Primary) | CHWP-4 | Armstrong | 4031 5X4X8 | 77983 | 343 gallons per minute | Total Entire School | Mechanical Room | 1998-05-01
Waikele Elementary School | C | Cafeteria | Condenser Water Pump | CWP-1 | Armstrong | 4032 5X4X8 | 78001 | 429 gallons per minute | Total Entire School | Mechanical Room | 1998-05-01
Waikele Elementary School | C | Cafeteria | Condenser Water Pump | CWP-2 | Armstrong | 4033 5X4X8 | 78000 | 429 gallons per minute | Total Entire School | Mechanical Room | 1998-05-01
Waikele Elementary School | C | Cafeteria | Cooling Tower | CT-1 | Tower Tech Inc. | TTMT-72-119 | 1150-11-01-02-02 | 145 ton | Total Entire School | Outside Enclosure | 1998-05-01
Waikele Elementary School | C | Cafeteria | Cooling Tower | CT-2 | Tower Tech Inc. | TTMT-72-119 | 1150-11-01-02-02 | 145 ton | Total Entire School | Outside Enclosure | 1998-05-01
Waikele Elementary School | C | Cafeteria | Screw Chiller (R-22) | CH-1 | Trane | RTHB150 | U97H03884 | 145 ton | Whole Entire School | Mechanical Room | 1998-05-01
Waikele Elementary School | C | Cafeteria | Screw Chiller (R-22) | CH-2 | Trane | RTHB150 | U97H03885 | 145 ton | Whole Entire School | Mechanical Room | 1998-05-01
Waikele Elementary School | D | Classrooms | Air Handling Unit | AHU-1 | Trane | BCVB036 | R97E68813 | 1200 cubic feet per minute | 1Floor Classrooms | Mechanical Room | 1998-05-01
Waikele Elementary School | D | Classrooms | Air Handling Unit | AHU-2 | Trane | BCVB036 | R97E68814 | 1200 cubic feet per minute | 2Floor Classrooms | Mechanical Room | 1998-05-01
Waikele Elementary School | D | Classrooms | Unit Ventilator | UV-1 | Trane | VUVB0751BB0AE | W97433601 | 580 cubic feet per minute | ClassroomD219 | Classroom E219 | 1998-05-01
Waikele Elementary School | D | Classrooms | Unit Ventilator | UV-2 | Trane | VUVB0751BB0AE | W97433600 | 580 cubic feet per minute | ClassroomD119 | Classroom E119 | 1998-05-01
Waikele Elementary School | D | Classrooms | Unit Ventilator | UV-3 | Trane | VUVB1251BB0AE | W974336?? | 1500 cubic feet per minute | 1Floor Classrooms | 1Floor Classrooms | 1998-05-01
Waikele Elementary School | D | Classrooms | Unit Ventilator | UV-4 | Trane | VUVB1251BB0AE | W974336?? | 1500 cubic feet per minute | 2Floor Classrooms | 2Floor Classrooms | 1998-05-01
Waikele Elementary School | D | Classrooms | Unit Ventilator | UV-5 | Trane | VUVB1251BB0AE | W974336?? | 1500 cubic feet per minute | 1Floor Classrooms | 1Floor Classrooms | 1998-05-01
Waikele Elementary School | D | Classrooms | Unit Ventilator | UV-6 | Trane | VUVB1251BB0AE | W974336?? | 1500 cubic feet per minute | 1Floor Classrooms | 1Floor Classrooms | 1998-05-01
Waikele Elementary School | D | Classrooms | Unit Ventilator | UV-7 | Trane | VUVB1251BB0AE | W974336?? | 1500 cubic feet per minute | 1Floor Classrooms | 1Floor Classrooms | 1998-05-01
Waikele Elementary School | D | Classrooms | Unit Ventilator | UV-8 | Trane | VUVB1251BB0AE | W974336?? | 1500 cubic feet per minute | 1Floor Classrooms | 1Floor Classrooms | 1998-05-01
Waikele Elementary School | D | Classrooms | Unit Ventilator | UV-9 | Trane | VUVB1251BB0AE | W974336?? | 1500 cubic feet per minute | 1Floor Classrooms | 1Floor Classrooms | 1998-05-01
Waikele Elementary School | D | Classrooms | Unit Ventilator | UV-10 | Trane | VUVB1251BB0AE | W974336?? | 1500 cubic feet per minute | 1Floor Classrooms | 1Floor Classrooms | 1998-05-01
Waikele Elementary School | D | Classrooms | Unit Ventilator | UV-11 | Trane | VUVB1251BB0AE | W974336?? | 1500 cubic feet per minute | 1Floor Classrooms | 1Floor Classrooms | 1998-05-01
Waikele Elementary School | D | Classrooms | Unit Ventilator | UV-12 | Trane | VUVB1251BB0AE | W974336?? | 1500 cubic feet per minute | 1Floor Classrooms | 1Floor Classrooms | 1998-05-01
Waikele Elementary School | D | Classrooms | Unit Ventilator | UV-13 | Trane | VUVB1251BB0AE | W974336?? | 1500 cubic feet per minute | 2Floor Classrooms | 2Floor Classrooms | 1998-05-01
Waikele Elementary School | D | Classrooms | Unit Ventilator | UV-14 | Trane | VUVB1251BB0AE | W974336?? | 1500 cubic feet per minute | 2Floor Classrooms | 2Floor Classrooms | 1998-05-01
Waikele Elementary School | D | Classrooms | Unit Ventilator | UV-15 | Trane | VUVB1251BB0AE | W974336?? | 1500 cubic feet per minute | 2Floor Classrooms | 2Floor Classrooms | 1998-05-01
Waikele Elementary School | D | Classrooms | Unit Ventilator | UV-16 | Trane | VUVB1251BB0AE | W974336?? | 1500 cubic feet per minute | 2Floor Classrooms | 2Floor Classrooms | 1998-05-01
Waikele Elementary School | D | Classrooms | Unit Ventilator | UV-17 | Trane | VUVB1251BB0AE | W974336?? | 1500 cubic feet per minute | 2Floor Classrooms | 2Floor Classrooms | 1998-05-01
Waikele Elementary School | D | Classrooms | Unit Ventilator | UV-18 | Trane | VUVB1251BB0AE | W974336?? | 1500 cubic feet per minute | 2Floor Classrooms | 2Floor Classrooms | 1998-05-01
Waikele Elementary School | D | Classrooms | Unit Ventilator | UV-19 | Trane | VUVB1251BB0AE | W974336?? | 1500 cubic feet per minute | 2Floor Classrooms | 2Floor Classrooms | 1998-05-01
Waikele Elementary School | D | Classrooms | Unit Ventilator | UV-20 | Trane | VUVB1251BB0AE | W974336?? | 1500 cubic feet per minute | 2Floor Classrooms | 2Floor Classrooms | 1998-05-01
Waikele Elementary School | E | Classrooms | Air Handling Unit | AHU-1 (TAG: AHU-5) | Trane | MCCA017 | K98J92712 | 6800 cubic feet per minute | First Floor | Mechanical Penthouse 3rd Floor | 1999-05-01
Waikele Elementary School | E | Classrooms | Air Handling Unit | AHU-2 (TAG: AHU-5) | Trane | MCCA017 | K98J92727 | 7700 cubic feet per minute | Second Floor | Mechanical Penthouse 3rd Floor | 1999-05-01
Waikele Elementary School | E | Classrooms | Air Handling Unit | AHU-3 (TAG: AHU-5) | Trane | MCCA012 | K98J96996 | 5600 cubic feet per minute | Second Floor | Mechanical Penthouse 3rd Floor | 1999-05-01
Waikele Elementary School | E | Classrooms | Air Handling Unit | AHU-4 (TAG: AHU-5) | Trane | MCCA012 | K98J96981 | 5300 cubic feet per minute | First Floor | Mechanical Penthouse 3rd Floor | 1999-05-01
Waikele Elementary School | E | Classrooms | Variable Frequency Drive Unit | VFD-1 | Magnetek | GPD 505 | Unknown | Unknown | AHU-1 | Mechanical Penthouse | 1999-05-01
Waikele Elementary School | E | Classrooms | Variable Frequency Drive Unit | VFD-2 | Magnetek | GPD 505 | Unknown | Unknown | AHU-2 | Mechanical Penthouse | 1999-05-01
Waikele Elementary School | E | Classrooms | Variable Frequency Drive Unit | VFD-3 | Magnetek | GPD 505 | Unknown | Unknown | AHU-3 | Mechanical Penthouse | 1999-05-01
Waikele Elementary School | E | Classrooms | Variable Frequency Drive Unit | VFD-4 | Magnetek | GPD 505 | Unknown | Unknown | AHU-4 | Mechanical Penthouse | 1999-05-01
Waikele Elementary School | E | Classrooms | VAV Terminal Units (?) | VAV-?s | Trane | VAV unit II | Unknown | Unknown | Various Spaces | Ceiling Spaces | 1999-05-01
Waikele Elementary School | P1 | Portable Classroom | Packaged Air Conditioning Unit - Wall Mount, Vertical | PACU-1 | Marvair | AVP42HPC09H | HM78701 | 3.5 ton | Portable P1 | Building Wall Mount | 2002-09-01
Waikele Elementary School | P2 | Portable Classroom | Packaged Air Conditioning Unit - Wall Mount, Vertical | PACU-2 | Marvair | AVP42HPC09H | HM78698 | 3.5 ton | Portable P2 | Building Wall Mount | 2002-09-01